## Computations
| Size of Room | Volume | 216 |  |  | Probabilities of Infection (%) |  | Infected |  |  |  |  | Reproduction Number |  | Infected
|  | Length (m) | 8 |  |  |  |  | No Mask / Cloth Mask | Surgical Mask | KN95 Mask | N95 Mask |  |  |  | No Mask / Cloth Mask | Surgical Mask | KN95 Mask | N95 Mask
|  | Width (m) | 9 |  |  | Susceptible | No Mask / Cloth Mask | 82.26 | 57.88 | 35.1 | 8.28 |  | Susceptible | No Mask / Cloth Mask | 32.904 | 23.152 | 14.04 | 3.312 |  | Assumption:
|  | Height (m) | 3 |  |  |  | Surgical Mask | 57.88 | 35.1 | 19.44 | 4.23 |  |  | Surgical Mask | 23.152 | 14.04 | 7.776 | 1.692 |  | Rate of activity
| No. of occupants | 41 | 38000 | 68400.342 |  |  | KN95 Mask | 35.1 | 19.44 | 10.24 | 2.14 |  |  | KN95 Mask | 14.04 | 7.776 | 4.096 | 0.856 |  | 0 - breathing - 0.65 m3/hr
| Time Start | 8:00 |  |  |  |  | N95 Mask | 8.28 | 4.23 | 2.14 | 0.43 |  |  | N95 Mask | 3.312 | 1.692 | 0.856 | 0.172 |  | 1 - speaking - 1.38 m3/hr
| Additional Ventilation | 2.2 | Open Windows | Urban | [15 empty] | CO2 concentration of exhalation - 38000 ppm
| Outdoor CO2 | 480 |  |  |  | Air Purifier | [6 empty] | Minutes to get infected |  | Infected |  |  |  |  | 4852.4334
| Rate of activity | 1 | 1.38 | 3870091.3504 |  | Specified CADR (m^3/hr) |  | 540.64 | Kindly check the specifications of the device | [5 empty] | No Mask / Cloth Mask | Surgical Mask | KN95 Mask | N95 Mask |  | 2695.7828
| Initial CO2 | 480 |  |  |  | Number of Air Purifier |  | 0 |  |  |  |  | Susceptible | No Mask / Cloth Mask | 0.58834 | 1.1767 | 2.3534 | 11.7668
| Duration of stay (hr) | 1 |  |  |  | CO2 Level |  | 3175.7828 | Poorly ventilated |  |  |  |  | Surgical Mask | 1.1767 | 2.3534 | 4.7067 | 23.5337
| ACH | 2.2 |  |  |  | Average Daily Attack Rate (%) |  | 82.26 | High Risk |  |  |  |  | KN95 Mask | 2.3534 | 4.7067 | 9.4135 | 47.0674
| Additional air purifier eACH | 0 |  |  |  | Reproduction Number |  | 32.904 | [5 empty] | N95 Mask | 11.7668 | 23.5337 | 47.0674 | 235.3368
| Mask | No Mask / Cloth Mask |  |  |  | Duration of the Room Being Vacated: |  |  | 15 | minutes
[6 empty] | After Interim Average Daily Attack Rate |  |  | 8.2259 | %
| Fans |  |  |  |  | After Interim CO2 levels |  |  | 2035.3314 | ppm
| Flow velocity (m/s) | 3 | 0 |  |  | Breakdown: |  | Hospitalization Cost |  | Confirmatory testing |  | Economic Losses due to 5-day isolation |  | Total | Reduction of total outbreak cost
| Fan Diameter (in) | 18
| No. of fans: | 0 | 0 |  |  | Isolation | 31.7301 | 0 | 0 | 41 | 102500 | 41 | 22037.5 | 263543.9 | 29093.6
[6 empty] | Low-risk | 1.8986 | 50000 | 94931.2
| Infected | Breathing | 0 |  |  | Medium-risk | 0.14647 | 125000 | 18308.16
|  | Speaking | 0 |  |  | High-risk | 0.12884 | 200000 | 25767.04
|  | Coughing | 1
[6 empty] | Breakdown: |  | Cost of Mask per week | 0 | Ventilation cost | 0 | C-R Box Cost | 0 | Cost of intervention | 0 | Net Benefit Ratio | Covid-19 won
| Isolation time (days) | 5
[7 empty] | Energy consumption |  | 0 kWh | OPEX per week | 0 | OPEX per week | 0 | OPEX per week | 0
[29 empty] | No Mask | [7 empty] | Surgical Mask | [7 empty] | KN95 Mask | [7 empty] | N95 Mask
[16 empty] | Surgical Mask |  |  |  | KN95 Mask |  |  |  | N95 Mask |  |  |  |  | No Mask |  | Surgical Mask |  | KN95 Mask |  | N95 Mask |  | No Mask |  | Surgical Mask |  | KN95 Mask |  | N95 Mask |  | No Mask |  | Surgical Mask |  | KN95 Mask |  | N95 Mask |  | No Mask |  | Surgical Mask |  | KN95 Mask |  | N95 Mask
Duration (s) | No. of Occupants | Index Case |  |  | Susceptible Case | quanta Concentration | E/V | Breathing Flow Rate (m^3/hr) | Loss due to dilution | Loss due to breathing | ACH |  |  | Indoor CO2 Concentration | Outdoor CO2 Concentration | quanta Concentration | E/V | Loss due to dilution | Loss due to breathing | quanta Concentration | E/V | Loss due to dilution | Loss due to breathing | quanta Concentration | E/V | Loss due to dilution | Loss due to breathing | Time | Accumulated Dose | Probability of Infection | Accumulated Dose | Probability of Infection | Accumulated Dose | Probability of Infection | Accumulated Dose | Probability of Infection | Accumulated Dose | Probability of Infection | Accumulated Dose | Probability of Infection | Accumulated Dose | Probability of Infection | Accumulated Dose | Probability of Infection | Accumulated Dose | Probability of Infection | Accumulated Dose | Probability of Infection | Accumulated Dose | Probability of Infection | Accumulated Dose | Probability of Infection | Accumulated Dose | Probability of Infection | Accumulated Dose | Probability of Infection | Accumulated Dose | Probability of Infection | Accumulated Dose | Probability of Infection
|  | Breathing | Speaking | Coughing | [6 empty] | Ventilation | Filtration | Deactivation
7.5 | 41 | 0 | 0 | 1 | 40 | 0 | 4.6296 | 1.38 | 0 | 0 | 2.2 | 0 | 0 | 480 | 480 | 0 | 2.3148 | 0 | 0 | 0 | 1.1574 | 0 | 0 | 0 | 0.23148 | 0 | 0 | 8:00 | 0 | 0 | 0 | 0 | 0 | 0 | 0 | 0 | 0 | 0 | 0 | 0 | 0 | 0 | 0 | 0 | 0 | 0 | 0 | 0 | 0 | 0 | 0 | 0 | 0 | 0 | 0 | 0 | 0 | 0 | 0 | 0
7.5 | 41 | 0 | 0 | 1 | 40 | 0.0096451 | 4.6296 | 1.38 | 0.021219 | 5.2635e-06 | 2.2 | 0 | 0 | 500.7373 | 480 | 0.0048225 | 2.3148 | 0.01061 | 2.6317e-06 | 0.0024113 | 1.1574 | 0.0053048 | 1.3159e-06 | 0.00048225 | 0.23148 | 0.001061 | 2.6317e-07 | 8:00 | 2.773e-05 | 0 | 1.3865e-05 | 0 | 6.9324e-06 | 0 | 1.3865e-06 | 0 | 1.3865e-05 | 0 | 6.9324e-06 | 0 | 3.4662e-06 | 0 | 6.9324e-07 | 0 | 6.9324e-06 | 0 | 3.4662e-06 | 0 | 1.7331e-06 | 0 | 3.4662e-07 | 0 | 1.3865e-06 | 0 | 6.9324e-07 | 0 | 3.4662e-07 | 0 | 6.9324e-08 | 0
7.5 | 41 | 0 | 0 | 1 | 40 | 0.019246 | 4.6296 | 1.38 | 0.042341 | 1.0503e-05 | 2.2 | 0 | 0 | 521.3795 | 480 | 0.009623 | 2.3148 | 0.02117 | 5.2514e-06 | 0.0048115 | 1.1574 | 0.010585 | 2.6257e-06 | 0.0009623 | 0.23148 | 0.002117 | 5.2514e-07 | 8:00 | 8.3062e-05 | 0.01 | 4.1531e-05 | 0 | 2.0765e-05 | 0 | 4.1531e-06 | 0 | 4.1531e-05 | 0 | 2.0765e-05 | 0 | 1.0383e-05 | 0 | 2.0765e-06 | 0 | 2.0765e-05 | 0 | 1.0383e-05 | 0 | 5.1913e-06 | 0 | 1.0383e-06 | 0 | 4.1531e-06 | 0 | 2.0765e-06 | 0 | 1.0383e-06 | 0 | 2.0765e-07 | 0
7.5 | 41 | 0 | 0 | 1 | 40 | 0.028803 | 4.6296 | 1.38 | 0.063366 | 1.5718e-05 | 2.2 | 0 | 0 | 541.9271 | 480 | 0.014401 | 2.3148 | 0.031683 | 7.8591e-06 | 0.0072007 | 1.1574 | 0.015842 | 3.9295e-06 | 0.0014401 | 0.23148 | 0.0031683 | 7.8591e-07 | 8:00 | 0.00016587 | 0.02 | 8.2935e-05 | 0.01 | 4.1467e-05 | 0 | 8.2935e-06 | 0 | 8.2935e-05 | 0.01 | 4.1467e-05 | 0 | 2.0734e-05 | 0 | 4.1467e-06 | 0 | 4.1467e-05 | 0 | 2.0734e-05 | 0 | 1.0367e-05 | 0 | 2.0734e-06 | 0 | 8.2935e-06 | 0 | 4.1467e-06 | 0 | 2.0734e-06 | 0 | 4.1467e-07 | 0
7.5 | 41 | 0 | 0 | 1 | 40 | 0.038316 | 4.6296 | 1.38 | 0.084295 | 2.091e-05 | 2.2 | 0 | 0 | 562.3805 | 480 | 0.019158 | 2.3148 | 0.042147 | 1.0455e-05 | 0.0095789 | 1.1574 | 0.021074 | 5.2274e-06 | 0.0019158 | 0.23148 | 0.0042147 | 1.0455e-06 | 8:01 | 0.00027603 | 0.03 | 0.00013801 | 0.01 | 6.9007e-05 | 0.01 | 1.3801e-05 | 0 | 0.00013801 | 0.01 | 6.9007e-05 | 0.01 | 3.4503e-05 | 0 | 6.9007e-06 | 0 | 6.9007e-05 | 0.01 | 3.4503e-05 | 0 | 1.7252e-05 | 0 | 3.4503e-06 | 0 | 1.3801e-05 | 0 | 6.9007e-06 | 0 | 3.4503e-06 | 0 | 6.9007e-07 | 0
7.5 | 41 | 0 | 0 | 1 | 40 | 0.047785 | 4.6296 | 1.38 | 0.10513 | 2.6077e-05 | 2.2 | 0 | 0 | 582.7402 | 480 | 0.023893 | 2.3148 | 0.052564 | 1.3039e-05 | 0.011946 | 1.1574 | 0.026282 | 6.5193e-06 | 0.0023893 | 0.23148 | 0.0052564 | 1.3039e-06 | 8:01 | 0.00041341 | 0.04 | 0.0002067 | 0.02 | 0.00010335 | 0.01 | 2.067e-05 | 0 | 0.0002067 | 0.02 | 0.00010335 | 0.01 | 5.1676e-05 | 0.01 | 1.0335e-05 | 0 | 0.00010335 | 0.01 | 5.1676e-05 | 0.01 | 2.5838e-05 | 0 | 5.1676e-06 | 0 | 2.067e-05 | 0 | 1.0335e-05 | 0 | 5.1676e-06 | 0 | 1.0335e-06 | 0
7.5 | 41 | 0 | 0 | 1 | 40 | 0.057211 | 4.6296 | 1.38 | 0.12586 | 3.1221e-05 | 2.2 | 0 | 0 | 603.0066 | 480 | 0.028606 | 2.3148 | 0.062932 | 1.5611e-05 | 0.014303 | 1.1574 | 0.031466 | 7.8053e-06 | 0.0028606 | 0.23148 | 0.0062932 | 1.5611e-06 | 8:01 | 0.00057789 | 0.06 | 0.00028895 | 0.03 | 0.00014447 | 0.01 | 2.8895e-05 | 0 | 0.00028895 | 0.03 | 0.00014447 | 0.01 | 7.2236e-05 | 0.01 | 1.4447e-05 | 0 | 0.00014447 | 0.01 | 7.2236e-05 | 0.01 | 3.6118e-05 | 0 | 7.2236e-06 | 0 | 2.8895e-05 | 0 | 1.4447e-05 | 0 | 7.2236e-06 | 0 | 1.4447e-06 | 0
7.5 | 41 | 0 | 0 | 1 | 40 | 0.066594 | 4.6296 | 1.38 | 0.14651 | 3.6341e-05 | 2.2 | 0 | 0 | 623.1801 | 480 | 0.033297 | 2.3148 | 0.073253 | 1.8171e-05 | 0.016648 | 1.1574 | 0.036627 | 9.0854e-06 | 0.0033297 | 0.23148 | 0.0073253 | 1.8171e-06 | 8:01 | 0.00076935 | 0.08 | 0.00038467 | 0.04 | 0.00019234 | 0.02 | 3.8467e-05 | 0 | 0.00038467 | 0.04 | 0.00019234 | 0.02 | 9.6169e-05 | 0.01 | 1.9234e-05 | 0 | 0.00019234 | 0.02 | 9.6169e-05 | 0.01 | 4.8084e-05 | 0 | 9.6169e-06 | 0 | 3.8467e-05 | 0 | 1.9234e-05 | 0 | 9.6169e-06 | 0 | 1.9234e-06 | 0
7.5 | 41 | 0 | 0 | 1 | 40 | 0.075934 | 4.6296 | 1.38 | 0.16705 | 4.1438e-05 | 2.2 | 0 | 0 | 643.2611 | 480 | 0.037967 | 2.3148 | 0.083527 | 2.0719e-05 | 0.018983 | 1.1574 | 0.041764 | 1.036e-05 | 0.0037967 | 0.23148 | 0.0083527 | 2.0719e-06 | 8:01 | 0.00098766 | 0.1 | 0.00049383 | 0.05 | 0.00024691 | 0.02 | 4.9383e-05 | 0 | 0.00049383 | 0.05 | 0.00024691 | 0.02 | 0.00012346 | 0.01 | 2.4691e-05 | 0 | 0.00024691 | 0.02 | 0.00012346 | 0.01 | 6.1729e-05 | 0.01 | 1.2346e-05 | 0 | 4.9383e-05 | 0 | 2.4691e-05 | 0 | 1.2346e-05 | 0 | 2.4691e-06 | 0
7.5 | 41 | 0 | 0 | 1 | 40 | 0.085231 | 4.6296 | 1.38 | 0.18751 | 4.6512e-05 | 2.2 | 0 | 0 | 663.2501 | 480 | 0.042615 | 2.3148 | 0.093754 | 2.3256e-05 | 0.021308 | 1.1574 | 0.046877 | 1.1628e-05 | 0.0042615 | 0.23148 | 0.0093754 | 2.3256e-06 | 8:01 | 0.0012327 | 0.12 | 0.00061635 | 0.06 | 0.00030817 | 0.03 | 6.1635e-05 | 0.01 | 0.00061635 | 0.06 | 0.00030817 | 0.03 | 0.00015409 | 0.02 | 3.0817e-05 | 0 | 0.00030817 | 0.03 | 0.00015409 | 0.02 | 7.7044e-05 | 0.01 | 1.5409e-05 | 0 | 6.1635e-05 | 0.01 | 3.0817e-05 | 0 | 1.5409e-05 | 0 | 3.0817e-06 | 0
7.5 | 41 | 0 | 0 | 1 | 40 | 0.094485 | 4.6296 | 1.38 | 0.20787 | 5.1562e-05 | 2.2 | 0 | 0 | 683.1475 | 480 | 0.047242 | 2.3148 | 0.10393 | 2.5781e-05 | 0.023621 | 1.1574 | 0.051967 | 1.2891e-05 | 0.0047242 | 0.23148 | 0.010393 | 2.5781e-06 | 8:01 | 0.0015043 | 0.15 | 0.00075217 | 0.08 | 0.00037609 | 0.04 | 7.5217e-05 | 0.01 | 0.00075217 | 0.08 | 0.00037609 | 0.04 | 0.00018804 | 0.02 | 3.7609e-05 | 0 | 0.00037609 | 0.04 | 0.00018804 | 0.02 | 9.4021e-05 | 0.01 | 1.8804e-05 | 0 | 7.5217e-05 | 0.01 | 3.7609e-05 | 0 | 1.8804e-05 | 0 | 3.7609e-06 | 0
7.5 | 41 | 0 | 0 | 1 | 40 | 0.1037 | 4.6296 | 1.38 | 0.22813 | 5.6589e-05 | 2.2 | 0 | 0 | 702.9537 | 480 | 0.051848 | 2.3148 | 0.11407 | 2.8295e-05 | 0.025924 | 1.1574 | 0.057033 | 1.4147e-05 | 0.0051848 | 0.23148 | 0.011407 | 2.8295e-06 | 8:01 | 0.0018025 | 0.18 | 0.00090123 | 0.09 | 0.00045062 | 0.05 | 9.0123e-05 | 0.01 | 0.00090123 | 0.09 | 0.00045062 | 0.05 | 0.00022531 | 0.02 | 4.5062e-05 | 0 | 0.00045062 | 0.05 | 0.00022531 | 0.02 | 0.00011265 | 0.01 | 2.2531e-05 | 0 | 9.0123e-05 | 0.01 | 4.5062e-05 | 0 | 2.2531e-05 | 0 | 4.5062e-06 | 0
7.5 | 41 | 0 | 0 | 1 | 40 | 0.11287 | 4.6296 | 1.38 | 0.24831 | 6.1593e-05 | 2.2 | 0 | 0 | 722.6691 | 480 | 0.056433 | 2.3148 | 0.12415 | 3.0797e-05 | 0.028217 | 1.1574 | 0.062077 | 1.5398e-05 | 0.0056433 | 0.23148 | 0.012415 | 3.0797e-06 | 8:02 | 0.002127 | 0.21 | 0.0010635 | 0.11 | 0.00053174 | 0.05 | 0.00010635 | 0.01 | 0.0010635 | 0.11 | 0.00053174 | 0.05 | 0.00026587 | 0.03 | 5.3174e-05 | 0.01 | 0.00053174 | 0.05 | 0.00026587 | 0.03 | 0.00013294 | 0.01 | 2.6587e-05 | 0 | 0.00010635 | 0.01 | 5.3174e-05 | 0.01 | 2.6587e-05 | 0 | 5.3174e-06 | 0
7.5 | 41 | 0 | 0 | 1 | 40 | 0.12199 | 4.6296 | 1.38 | 0.26839 | 6.6574e-05 | 2.2 | 0 | 0 | 742.2941 | 480 | 0.060997 | 2.3148 | 0.13419 | 3.3287e-05 | 0.030499 | 1.1574 | 0.067097 | 1.6644e-05 | 0.0060997 | 0.23148 | 0.013419 | 3.3287e-06 | 8:02 | 0.0024777 | 0.25 | 0.0012388 | 0.12 | 0.00061942 | 0.06 | 0.00012388 | 0.01 | 0.0012388 | 0.12 | 0.00061942 | 0.06 | 0.00030971 | 0.03 | 6.1942e-05 | 0.01 | 0.00061942 | 0.06 | 0.00030971 | 0.03 | 0.00015486 | 0.02 | 3.0971e-05 | 0 | 0.00012388 | 0.01 | 6.1942e-05 | 0.01 | 3.0971e-05 | 0 | 6.1942e-06 | 0
7.5 | 41 | 0 | 0 | 1 | 40 | 0.13108 | 4.6296 | 1.38 | 0.28838 | 7.1533e-05 | 2.2 | 0 | 0 | 761.8292 | 480 | 0.06554 | 2.3148 | 0.14419 | 3.5766e-05 | 0.03277 | 1.1574 | 0.072094 | 1.7883e-05 | 0.006554 | 0.23148 | 0.014419 | 3.5766e-06 | 8:02 | 0.0028545 | 0.29 | 0.0014273 | 0.14 | 0.00071364 | 0.07 | 0.00014273 | 0.01 | 0.0014273 | 0.14 | 0.00071364 | 0.07 | 0.00035682 | 0.04 | 7.1364e-05 | 0.01 | 0.00071364 | 0.07 | 0.00035682 | 0.04 | 0.00017841 | 0.02 | 3.5682e-05 | 0 | 0.00014273 | 0.01 | 7.1364e-05 | 0.01 | 3.5682e-05 | 0 | 7.1364e-06 | 0
7.5 | 41 | 0 | 0 | 1 | 40 | 0.14012 | 4.6296 | 1.38 | 0.30827 | 7.6468e-05 | 2.2 | 0 | 0 | 781.2747 | 480 | 0.070062 | 2.3148 | 0.15414 | 3.8234e-05 | 0.035031 | 1.1574 | 0.077068 | 1.9117e-05 | 0.0070062 | 0.23148 | 0.015414 | 3.8234e-06 | 8:02 | 0.0032574 | 0.33 | 0.0016287 | 0.16 | 0.00081435 | 0.08 | 0.00016287 | 0.02 | 0.0016287 | 0.16 | 0.00081435 | 0.08 | 0.00040718 | 0.04 | 8.1435e-05 | 0.01 | 0.00081435 | 0.08 | 0.00040718 | 0.04 | 0.00020359 | 0.02 | 4.0718e-05 | 0 | 0.00016287 | 0.02 | 8.1435e-05 | 0.01 | 4.0718e-05 | 0 | 8.1435e-06 | 0
7.5 | 41 | 0 | 0 | 1 | 40 | 0.14913 | 4.6296 | 1.38 | 0.32808 | 8.1381e-05 | 2.2 | 0 | 0 | 800.6312 | 480 | 0.074563 | 2.3148 | 0.16404 | 4.0691e-05 | 0.037282 | 1.1574 | 0.08202 | 2.0345e-05 | 0.0074563 | 0.23148 | 0.016404 | 4.0691e-06 | 8:02 | 0.0036861 | 0.37 | 0.0018431 | 0.18 | 0.00092154 | 0.09 | 0.00018431 | 0.02 | 0.0018431 | 0.18 | 0.00092154 | 0.09 | 0.00046077 | 0.05 | 9.2154e-05 | 0.01 | 0.00092154 | 0.09 | 0.00046077 | 0.05 | 0.00023038 | 0.02 | 4.6077e-05 | 0 | 0.00018431 | 0.02 | 9.2154e-05 | 0.01 | 4.6077e-05 | 0 | 9.2154e-06 | 0
7.5 | 41 | 0 | 0 | 1 | 40 | 0.15809 | 4.6296 | 1.38 | 0.34779 | 8.6271e-05 | 2.2 | 0 | 0 | 819.8989 | 480 | 0.079044 | 2.3148 | 0.1739 | 4.3136e-05 | 0.039522 | 1.1574 | 0.086948 | 2.1568e-05 | 0.0079044 | 0.23148 | 0.01739 | 4.3136e-06 | 8:02 | 0.0041406 | 0.41 | 0.0020703 | 0.21 | 0.0010352 | 0.1 | 0.00020703 | 0.02 | 0.0020703 | 0.21 | 0.0010352 | 0.1 | 0.00051758 | 0.05 | 0.00010352 | 0.01 | 0.0010352 | 0.1 | 0.00051758 | 0.05 | 0.00025879 | 0.03 | 5.1758e-05 | 0.01 | 0.00020703 | 0.02 | 0.00010352 | 0.01 | 5.1758e-05 | 0.01 | 1.0352e-05 | 0
7.5 | 41 | 0 | 0 | 1 | 40 | 0.16701 | 4.6296 | 1.38 | 0.36742 | 9.1139e-05 | 2.2 | 0 | 0 | 839.0783 | 480 | 0.083504 | 2.3148 | 0.18371 | 4.557e-05 | 0.041752 | 1.1574 | 0.091855 | 2.2785e-05 | 0.0083504 | 0.23148 | 0.018371 | 4.557e-06 | 8:02 | 0.0046208 | 0.46 | 0.0023104 | 0.23 | 0.0011552 | 0.12 | 0.00023104 | 0.02 | 0.0023104 | 0.23 | 0.0011552 | 0.12 | 0.0005776 | 0.06 | 0.00011552 | 0.01 | 0.0011552 | 0.12 | 0.0005776 | 0.06 | 0.0002888 | 0.03 | 5.776e-05 | 0.01 | 0.00023104 | 0.02 | 0.00011552 | 0.01 | 5.776e-05 | 0.01 | 1.1552e-05 | 0
7.5 | 41 | 0 | 0 | 1 | 40 | 0.17589 | 4.6296 | 1.38 | 0.38695 | 9.5985e-05 | 2.2 | 0 | 0 | 858.1698 | 480 | 0.087944 | 2.3148 | 0.19348 | 4.7993e-05 | 0.043972 | 1.1574 | 0.096738 | 2.3996e-05 | 0.0087944 | 0.23148 | 0.019348 | 4.7993e-06 | 8:02 | 0.0051265 | 0.51 | 0.0025632 | 0.26 | 0.0012816 | 0.13 | 0.00025632 | 0.03 | 0.0025632 | 0.26 | 0.0012816 | 0.13 | 0.00064081 | 0.06 | 0.00012816 | 0.01 | 0.0012816 | 0.13 | 0.00064081 | 0.06 | 0.0003204 | 0.03 | 6.4081e-05 | 0.01 | 0.00025632 | 0.03 | 0.00012816 | 0.01 | 6.4081e-05 | 0.01 | 1.2816e-05 | 0
7.5 | 41 | 0 | 0 | 1 | 40 | 0.18473 | 4.6296 | 1.38 | 0.4064 | 0.00010081 | 2.2 | 0 | 0 | 877.1737 | 480 | 0.092363 | 2.3148 | 0.2032 | 5.0404e-05 | 0.046182 | 1.1574 | 0.1016 | 2.5202e-05 | 0.0092363 | 0.23148 | 0.02032 | 5.0404e-06 | 8:03 | 0.0056576 | 0.56 | 0.0028288 | 0.28 | 0.0014144 | 0.14 | 0.00028288 | 0.03 | 0.0028288 | 0.28 | 0.0014144 | 0.14 | 0.0007072 | 0.07 | 0.00014144 | 0.01 | 0.0014144 | 0.14 | 0.0007072 | 0.07 | 0.0003536 | 0.04 | 7.072e-05 | 0.01 | 0.00028288 | 0.03 | 0.00014144 | 0.01 | 7.072e-05 | 0.01 | 1.4144e-05 | 0
7.5 | 41 | 0 | 0 | 1 | 40 | 0.19352 | 4.6296 | 1.38 | 0.42575 | 0.00010561 | 2.2 | 0 | 0 | 896.0906 | 480 | 0.096762 | 2.3148 | 0.21288 | 5.2805e-05 | 0.048381 | 1.1574 | 0.10644 | 2.6402e-05 | 0.0096762 | 0.23148 | 0.021288 | 5.2805e-06 | 8:03 | 0.0062139 | 0.62 | 0.003107 | 0.31 | 0.0015535 | 0.16 | 0.0003107 | 0.03 | 0.003107 | 0.31 | 0.0015535 | 0.16 | 0.00077674 | 0.08 | 0.00015535 | 0.02 | 0.0015535 | 0.16 | 0.00077674 | 0.08 | 0.00038837 | 0.04 | 7.7674e-05 | 0.01 | 0.0003107 | 0.03 | 0.00015535 | 0.02 | 7.7674e-05 | 0.01 | 1.5535e-05 | 0
7.5 | 41 | 0 | 0 | 1 | 40 | 0.20228 | 4.6296 | 1.38 | 0.44502 | 0.00011039 | 2.2 | 0 | 0 | 914.9208 | 480 | 0.10114 | 2.3148 | 0.22251 | 5.5195e-05 | 0.050571 | 1.1574 | 0.11126 | 2.7597e-05 | 0.010114 | 0.23148 | 0.022251 | 5.5195e-06 | 8:03 | 0.0067955 | 0.68 | 0.0033978 | 0.34 | 0.0016989 | 0.17 | 0.00033978 | 0.03 | 0.0033978 | 0.34 | 0.0016989 | 0.17 | 0.00084944 | 0.08 | 0.00016989 | 0.02 | 0.0016989 | 0.17 | 0.00084944 | 0.08 | 0.00042472 | 0.04 | 8.4944e-05 | 0.01 | 0.00033978 | 0.03 | 0.00016989 | 0.02 | 8.4944e-05 | 0.01 | 1.6989e-05 | 0
7.5 | 41 | 0 | 0 | 1 | 40 | 0.211 | 4.6296 | 1.38 | 0.4642 | 0.00011515 | 2.2 | 0 | 0 | 933.6647 | 480 | 0.1055 | 2.3148 | 0.2321 | 5.7573e-05 | 0.05275 | 1.1574 | 0.11605 | 2.8787e-05 | 0.01055 | 0.23148 | 0.02321 | 5.7573e-06 | 8:03 | 0.0074021 | 0.74 | 0.0037011 | 0.37 | 0.0018505 | 0.18 | 0.00037011 | 0.04 | 0.0037011 | 0.37 | 0.0018505 | 0.18 | 0.00092527 | 0.09 | 0.00018505 | 0.02 | 0.0018505 | 0.18 | 0.00092527 | 0.09 | 0.00046263 | 0.05 | 9.2527e-05 | 0.01 | 0.00037011 | 0.04 | 0.00018505 | 0.02 | 9.2527e-05 | 0.01 | 1.8505e-05 | 0
7.5 | 41 | 0 | 0 | 1 | 40 | 0.21968 | 4.6296 | 1.38 | 0.48329 | 0.00011988 | 2.2 | 0 | 0 | 952.3227 | 480 | 0.10984 | 2.3148 | 0.24165 | 5.9941e-05 | 0.05492 | 1.1574 | 0.12082 | 2.9971e-05 | 0.010984 | 0.23148 | 0.024165 | 5.9941e-06 | 8:03 | 0.0080337 | 0.8 | 0.0040169 | 0.4 | 0.0020084 | 0.2 | 0.00040169 | 0.04 | 0.0040169 | 0.4 | 0.0020084 | 0.2 | 0.0010042 | 0.1 | 0.00020084 | 0.02 | 0.0020084 | 0.2 | 0.0010042 | 0.1 | 0.00050211 | 0.05 | 0.00010042 | 0.01 | 0.00040169 | 0.04 | 0.00020084 | 0.02 | 0.00010042 | 0.01 | 2.0084e-05 | 0
7.5 | 41 | 0 | 0 | 1 | 40 | 0.22832 | 4.6296 | 1.38 | 0.5023 | 0.0001246 | 2.2 | 0 | 0 | 970.8951 | 480 | 0.11416 | 2.3148 | 0.25115 | 6.2298e-05 | 0.057079 | 1.1574 | 0.12557 | 3.1149e-05 | 0.011416 | 0.23148 | 0.025115 | 6.2298e-06 | 8:03 | 0.0086901 | 0.87 | 0.0043451 | 0.43 | 0.0021725 | 0.22 | 0.00043451 | 0.04 | 0.0043451 | 0.43 | 0.0021725 | 0.22 | 0.0010863 | 0.11 | 0.00021725 | 0.02 | 0.0021725 | 0.22 | 0.0010863 | 0.11 | 0.00054313 | 0.05 | 0.00010863 | 0.01 | 0.00043451 | 0.04 | 0.00021725 | 0.02 | 0.00010863 | 0.01 | 2.1725e-05 | 0
7.5 | 41 | 0 | 0 | 1 | 40 | 0.23691 | 4.6296 | 1.38 | 0.52121 | 0.00012929 | 2.2 | 0 | 0 | 989.3825 | 480 | 0.11846 | 2.3148 | 0.26061 | 6.4644e-05 | 0.059229 | 1.1574 | 0.1303 | 3.2322e-05 | 0.011846 | 0.23148 | 0.026061 | 6.4644e-06 | 8:03 | 0.0093712 | 0.93 | 0.0046856 | 0.47 | 0.0023428 | 0.23 | 0.00046856 | 0.05 | 0.0046856 | 0.47 | 0.0023428 | 0.23 | 0.0011714 | 0.12 | 0.00023428 | 0.02 | 0.0023428 | 0.23 | 0.0011714 | 0.12 | 0.0005857 | 0.06 | 0.00011714 | 0.01 | 0.00046856 | 0.05 | 0.00023428 | 0.02 | 0.00011714 | 0.01 | 2.3428e-05 | 0
7.5 | 41 | 0 | 0 | 1 | 40 | 0.24547 | 4.6296 | 1.38 | 0.54004 | 0.00013396 | 2.2 | 0 | 0 | 1007.7851 | 480 | 0.12274 | 2.3148 | 0.27002 | 6.698e-05 | 0.061368 | 1.1574 | 0.13501 | 3.349e-05 | 0.012274 | 0.23148 | 0.027002 | 6.698e-06 | 8:03 | 0.010077 | 1 | 0.0050385 | 0.5 | 0.0025192 | 0.25 | 0.00050385 | 0.05 | 0.0050385 | 0.5 | 0.0025192 | 0.25 | 0.0012596 | 0.13 | 0.00025192 | 0.03 | 0.0025192 | 0.25 | 0.0012596 | 0.13 | 0.00062981 | 0.06 | 0.00012596 | 0.01 | 0.00050385 | 0.05 | 0.00025192 | 0.03 | 0.00012596 | 0.01 | 2.5192e-05 | 0
7.5 | 41 | 0 | 0 | 1 | 40 | 0.25399 | 4.6296 | 1.38 | 0.55878 | 0.00013861 | 2.2 | 0 | 0 | 1026.1033 | 480 | 0.127 | 2.3148 | 0.27939 | 6.9304e-05 | 0.063498 | 1.1574 | 0.1397 | 3.4652e-05 | 0.0127 | 0.23148 | 0.027939 | 6.9304e-06 | 8:04 | 0.010807 | 1.07 | 0.0054036 | 0.54 | 0.0027018 | 0.27 | 0.00054036 | 0.05 | 0.0054036 | 0.54 | 0.0027018 | 0.27 | 0.0013509 | 0.13 | 0.00027018 | 0.03 | 0.0027018 | 0.27 | 0.0013509 | 0.13 | 0.00067545 | 0.07 | 0.00013509 | 0.01 | 0.00054036 | 0.05 | 0.00027018 | 0.03 | 0.00013509 | 0.01 | 2.7018e-05 | 0
7.5 | 41 | 0 | 0 | 1 | 40 | 0.26247 | 4.6296 | 1.38 | 0.57744 | 0.00014324 | 2.2 | 0 | 0 | 1044.3376 | 480 | 0.13124 | 2.3148 | 0.28872 | 7.1618e-05 | 0.065618 | 1.1574 | 0.14436 | 3.5809e-05 | 0.013124 | 0.23148 | 0.028872 | 7.1618e-06 | 8:04 | 0.011562 | 1.15 | 0.0057809 | 0.58 | 0.0028905 | 0.29 | 0.00057809 | 0.06 | 0.0057809 | 0.58 | 0.0028905 | 0.29 | 0.0014452 | 0.14 | 0.00028905 | 0.03 | 0.0028905 | 0.29 | 0.0014452 | 0.14 | 0.00072261 | 0.07 | 0.00014452 | 0.01 | 0.00057809 | 0.06 | 0.00028905 | 0.03 | 0.00014452 | 0.01 | 2.8905e-05 | 0
7.5 | 41 | 0 | 0 | 1 | 40 | 0.27092 | 4.6296 | 1.38 | 0.59601 | 0.00014784 | 2.2 | 0 | 0 | 1062.4883 | 480 | 0.13546 | 2.3148 | 0.29801 | 7.3922e-05 | 0.067729 | 1.1574 | 0.149 | 3.6961e-05 | 0.013546 | 0.23148 | 0.029801 | 7.3922e-06 | 8:04 | 0.012341 | 1.23 | 0.0061704 | 0.62 | 0.0030852 | 0.31 | 0.00061704 | 0.06 | 0.0061704 | 0.62 | 0.0030852 | 0.31 | 0.0015426 | 0.15 | 0.00030852 | 0.03 | 0.0030852 | 0.31 | 0.0015426 | 0.15 | 0.00077129 | 0.08 | 0.00015426 | 0.02 | 0.00061704 | 0.06 | 0.00030852 | 0.03 | 0.00015426 | 0.02 | 3.0852e-05 | 0
7.5 | 41 | 0 | 0 | 1 | 40 | 0.27932 | 4.6296 | 1.38 | 0.6145 | 0.00015243 | 2.2 | 0 | 0 | 1080.5559 | 480 | 0.13966 | 2.3148 | 0.30725 | 7.6214e-05 | 0.06983 | 1.1574 | 0.15363 | 3.8107e-05 | 0.013966 | 0.23148 | 0.030725 | 7.6214e-06 | 8:04 | 0.013144 | 1.31 | 0.0065719 | 0.66 | 0.0032859 | 0.33 | 0.00065719 | 0.07 | 0.0065719 | 0.66 | 0.0032859 | 0.33 | 0.001643 | 0.16 | 0.00032859 | 0.03 | 0.0032859 | 0.33 | 0.001643 | 0.16 | 0.00082148 | 0.08 | 0.0001643 | 0.02 | 0.00065719 | 0.07 | 0.00032859 | 0.03 | 0.0001643 | 0.02 | 3.2859e-05 | 0
7.5 | 41 | 0 | 0 | 1 | 40 | 0.28768 | 4.6296 | 1.38 | 0.6329 | 0.00015699 | 2.2 | 0 | 0 | 1098.5406 | 480 | 0.14384 | 2.3148 | 0.31645 | 7.8497e-05 | 0.071921 | 1.1574 | 0.15823 | 3.9248e-05 | 0.014384 | 0.23148 | 0.031645 | 7.8497e-06 | 8:04 | 0.013971 | 1.39 | 0.0069854 | 0.7 | 0.0034927 | 0.35 | 0.00069854 | 0.07 | 0.0069854 | 0.7 | 0.0034927 | 0.35 | 0.0017464 | 0.17 | 0.00034927 | 0.03 | 0.0034927 | 0.35 | 0.0017464 | 0.17 | 0.00087318 | 0.09 | 0.00017464 | 0.02 | 0.00069854 | 0.07 | 0.00034927 | 0.03 | 0.00017464 | 0.02 | 3.4927e-05 | 0
7.5 | 41 | 0 | 0 | 1 | 40 | 0.29601 | 4.6296 | 1.38 | 0.65122 | 0.00016154 | 2.2 | 0 | 0 | 1116.4429 | 480 | 0.148 | 2.3148 | 0.32561 | 8.0769e-05 | 0.074002 | 1.1574 | 0.16281 | 4.0384e-05 | 0.0148 | 0.23148 | 0.032561 | 8.0769e-06 | 8:04 | 0.014822 | 1.47 | 0.0074109 | 0.74 | 0.0037055 | 0.37 | 0.00074109 | 0.07 | 0.0074109 | 0.74 | 0.0037055 | 0.37 | 0.0018527 | 0.19 | 0.00037055 | 0.04 | 0.0037055 | 0.37 | 0.0018527 | 0.19 | 0.00092637 | 0.09 | 0.00018527 | 0.02 | 0.00074109 | 0.07 | 0.00037055 | 0.04 | 0.00018527 | 0.02 | 3.7055e-05 | 0
7.5 | 41 | 0 | 0 | 1 | 40 | 0.3043 | 4.6296 | 1.38 | 0.66945 | 0.00016606 | 2.2 | 0 | 0 | 1134.2631 | 480 | 0.15215 | 2.3148 | 0.33473 | 8.303e-05 | 0.076074 | 1.1574 | 0.16736 | 4.1515e-05 | 0.015215 | 0.23148 | 0.033473 | 8.303e-06 | 8:04 | 0.015697 | 1.56 | 0.0078484 | 0.78 | 0.0039242 | 0.39 | 0.00078484 | 0.08 | 0.0078484 | 0.78 | 0.0039242 | 0.39 | 0.0019621 | 0.2 | 0.00039242 | 0.04 | 0.0039242 | 0.39 | 0.0019621 | 0.2 | 0.00098104 | 0.1 | 0.00019621 | 0.02 | 0.00078484 | 0.08 | 0.00039242 | 0.04 | 0.00019621 | 0.02 | 3.9242e-05 | 0
7.5 | 41 | 0 | 0 | 1 | 40 | 0.31255 | 4.6296 | 1.38 | 0.6876 | 0.00017056 | 2.2 | 0 | 0 | 1152.0017 | 480 | 0.15627 | 2.3148 | 0.3438 | 8.5281e-05 | 0.078137 | 1.1574 | 0.1719 | 4.2641e-05 | 0.015627 | 0.23148 | 0.03438 | 8.5281e-06 | 8:04 | 0.016595 | 1.65 | 0.0082976 | 0.83 | 0.0041488 | 0.41 | 0.00082976 | 0.08 | 0.0082976 | 0.83 | 0.0041488 | 0.41 | 0.0020744 | 0.21 | 0.00041488 | 0.04 | 0.0041488 | 0.41 | 0.0020744 | 0.21 | 0.0010372 | 0.1 | 0.00020744 | 0.02 | 0.00082976 | 0.08 | 0.00041488 | 0.04 | 0.00020744 | 0.02 | 4.1488e-05 | 0
7.5 | 41 | 0 | 0 | 1 | 40 | 0.32076 | 4.6296 | 1.38 | 0.70567 | 0.00017504 | 2.2 | 0 | 0 | 1169.6589 | 480 | 0.16038 | 2.3148 | 0.35284 | 8.7522e-05 | 0.08019 | 1.1574 | 0.17642 | 4.3761e-05 | 0.016038 | 0.23148 | 0.035284 | 8.7522e-06 | 8:05 | 0.017517 | 1.74 | 0.0087587 | 0.87 | 0.0043794 | 0.44 | 0.00087587 | 0.09 | 0.0087587 | 0.87 | 0.0043794 | 0.44 | 0.0021897 | 0.22 | 0.00043794 | 0.04 | 0.0043794 | 0.44 | 0.0021897 | 0.22 | 0.0010948 | 0.11 | 0.00021897 | 0.02 | 0.00087587 | 0.09 | 0.00043794 | 0.04 | 0.00021897 | 0.02 | 4.3794e-05 | 0
7.5 | 41 | 0 | 0 | 1 | 40 | 0.32893 | 4.6296 | 1.38 | 0.72365 | 0.00017951 | 2.2 | 0 | 0 | 1187.2353 | 480 | 0.16447 | 2.3148 | 0.36183 | 8.9753e-05 | 0.082233 | 1.1574 | 0.18091 | 4.4876e-05 | 0.016447 | 0.23148 | 0.036183 | 8.9753e-06 | 8:05 | 0.018463 | 1.83 | 0.0092316 | 0.92 | 0.0046158 | 0.46 | 0.00092316 | 0.09 | 0.0092316 | 0.92 | 0.0046158 | 0.46 | 0.0023079 | 0.23 | 0.00046158 | 0.05 | 0.0046158 | 0.46 | 0.0023079 | 0.23 | 0.0011539 | 0.12 | 0.00023079 | 0.02 | 0.00092316 | 0.09 | 0.00046158 | 0.05 | 0.00023079 | 0.02 | 4.6158e-05 | 0
7.5 | 41 | 0 | 0 | 1 | 40 | 0.33707 | 4.6296 | 1.38 | 0.74156 | 0.00018395 | 2.2 | 0 | 0 | 1204.731 | 480 | 0.16854 | 2.3148 | 0.37078 | 9.1973e-05 | 0.084268 | 1.1574 | 0.18539 | 4.5986e-05 | 0.016854 | 0.23148 | 0.037078 | 9.1973e-06 | 8:05 | 0.019432 | 1.92 | 0.0097161 | 0.97 | 0.0048581 | 0.48 | 0.00097161 | 0.1 | 0.0097161 | 0.97 | 0.0048581 | 0.48 | 0.002429 | 0.24 | 0.00048581 | 0.05 | 0.0048581 | 0.48 | 0.002429 | 0.24 | 0.0012145 | 0.12 | 0.0002429 | 0.02 | 0.00097161 | 0.1 | 0.00048581 | 0.05 | 0.0002429 | 0.02 | 4.8581e-05 | 0
7.5 | 41 | 0 | 0 | 1 | 40 | 0.34517 | 4.6296 | 1.38 | 0.75938 | 0.00018837 | 2.2 | 0 | 0 | 1222.1466 | 480 | 0.17259 | 2.3148 | 0.37969 | 9.4183e-05 | 0.086293 | 1.1574 | 0.18984 | 4.7091e-05 | 0.017259 | 0.23148 | 0.037969 | 9.4183e-06 | 8:05 | 0.020425 | 2.02 | 0.010212 | 1.02 | 0.0051062 | 0.51 | 0.0010212 | 0.1 | 0.010212 | 1.02 | 0.0051062 | 0.51 | 0.0025531 | 0.25 | 0.00051062 | 0.05 | 0.0051062 | 0.51 | 0.0025531 | 0.25 | 0.0012765 | 0.13 | 0.00025531 | 0.03 | 0.0010212 | 0.1 | 0.00051062 | 0.05 | 0.00025531 | 0.03 | 5.1062e-05 | 0.01
7.5 | 41 | 0 | 0 | 1 | 40 | 0.35323 | 4.6296 | 1.38 | 0.77711 | 0.00019277 | 2.2 | 0 | 0 | 1239.4824 | 480 | 0.17662 | 2.3148 | 0.38856 | 9.6383e-05 | 0.088308 | 1.1574 | 0.19428 | 4.8191e-05 | 0.017662 | 0.23148 | 0.038856 | 9.6383e-06 | 8:05 | 0.02144 | 2.12 | 0.01072 | 1.07 | 0.00536 | 0.53 | 0.001072 | 0.11 | 0.01072 | 1.07 | 0.00536 | 0.53 | 0.00268 | 0.27 | 0.000536 | 0.05 | 0.00536 | 0.53 | 0.00268 | 0.27 | 0.00134 | 0.13 | 0.000268 | 0.03 | 0.001072 | 0.11 | 0.000536 | 0.05 | 0.000268 | 0.03 | 5.36e-05 | 0.01
7.5 | 41 | 0 | 0 | 1 | 40 | 0.36126 | 4.6296 | 1.38 | 0.79477 | 0.00019715 | 2.2 | 0 | 0 | 1256.7387 | 480 | 0.18063 | 2.3148 | 0.39739 | 9.8573e-05 | 0.090315 | 1.1574 | 0.19869 | 4.9286e-05 | 0.018063 | 0.23148 | 0.039739 | 9.8573e-06 | 8:05 | 0.022479 | 2.22 | 0.011239 | 1.12 | 0.0056197 | 0.56 | 0.0011239 | 0.11 | 0.011239 | 1.12 | 0.0056197 | 0.56 | 0.0028098 | 0.28 | 0.00056197 | 0.06 | 0.0056197 | 0.56 | 0.0028098 | 0.28 | 0.0014049 | 0.14 | 0.00028098 | 0.03 | 0.0011239 | 0.11 | 0.00056197 | 0.06 | 0.00028098 | 0.03 | 5.6197e-05 | 0.01
7.5 | 41 | 0 | 0 | 1 | 40 | 0.36925 | 4.6296 | 1.38 | 0.81235 | 0.00020151 | 2.2 | 0 | 0 | 1273.9159 | 480 | 0.18462 | 2.3148 | 0.40617 | 0.00010075 | 0.092312 | 1.1574 | 0.20309 | 5.0376e-05 | 0.018462 | 0.23148 | 0.040617 | 1.0075e-05 | 8:05 | 0.02354 | 2.33 | 0.01177 | 1.17 | 0.0058851 | 0.59 | 0.001177 | 0.12 | 0.01177 | 1.17 | 0.0058851 | 0.59 | 0.0029425 | 0.29 | 0.00058851 | 0.06 | 0.0058851 | 0.59 | 0.0029425 | 0.29 | 0.0014713 | 0.15 | 0.00029425 | 0.03 | 0.001177 | 0.12 | 0.00058851 | 0.06 | 0.00029425 | 0.03 | 5.8851e-05 | 0.01
7.5 | 41 | 0 | 0 | 1 | 40 | 0.3772 | 4.6296 | 1.38 | 0.82984 | 0.00020584 | 2.2 | 0 | 0 | 1291.0144 | 480 | 0.1886 | 2.3148 | 0.41492 | 0.00010292 | 0.0943 | 1.1574 | 0.20746 | 5.1461e-05 | 0.01886 | 0.23148 | 0.041492 | 1.0292e-05 | 8:05 | 0.024625 | 2.43 | 0.012312 | 1.22 | 0.0061562 | 0.61 | 0.0012312 | 0.12 | 0.012312 | 1.22 | 0.0061562 | 0.61 | 0.0030781 | 0.31 | 0.00061562 | 0.06 | 0.0061562 | 0.61 | 0.0030781 | 0.31 | 0.0015391 | 0.15 | 0.00030781 | 0.03 | 0.0012312 | 0.12 | 0.00061562 | 0.06 | 0.00030781 | 0.03 | 6.1562e-05 | 0.01
7.5 | 41 | 0 | 0 | 1 | 40 | 0.38512 | 4.6296 | 1.38 | 0.84726 | 0.00021016 | 2.2 | 0 | 0 | 1308.0345 | 480 | 0.19256 | 2.3148 | 0.42363 | 0.00010508 | 0.096279 | 1.1574 | 0.21181 | 5.2541e-05 | 0.019256 | 0.23148 | 0.042363 | 1.0508e-05 | 8:06 | 0.025732 | 2.54 | 0.012866 | 1.28 | 0.006433 | 0.64 | 0.0012866 | 0.13 | 0.012866 | 1.28 | 0.006433 | 0.64 | 0.0032165 | 0.32 | 0.0006433 | 0.06 | 0.006433 | 0.64 | 0.0032165 | 0.32 | 0.0016083 | 0.16 | 0.00032165 | 0.03 | 0.0012866 | 0.13 | 0.0006433 | 0.06 | 0.00032165 | 0.03 | 6.433e-05 | 0.01
7.5 | 41 | 0 | 0 | 1 | 40 | 0.393 | 4.6296 | 1.38 | 0.86459 | 0.00021446 | 2.2 | 0 | 0 | 1324.9766 | 480 | 0.1965 | 2.3148 | 0.4323 | 0.00010723 | 0.098249 | 1.1574 | 0.21615 | 5.3616e-05 | 0.01965 | 0.23148 | 0.04323 | 1.0723e-05 | 8:06 | 0.026862 | 2.65 | 0.013431 | 1.33 | 0.0067155 | 0.67 | 0.0013431 | 0.13 | 0.013431 | 1.33 | 0.0067155 | 0.67 | 0.0033577 | 0.34 | 0.00067155 | 0.07 | 0.0067155 | 0.67 | 0.0033577 | 0.34 | 0.0016789 | 0.17 | 0.00033577 | 0.03 | 0.0013431 | 0.13 | 0.00067155 | 0.07 | 0.00033577 | 0.03 | 6.7155e-05 | 0.01
7.5 | 41 | 0 | 0 | 1 | 40 | 0.40084 | 4.6296 | 1.38 | 0.88185 | 0.00021874 | 2.2 | 0 | 0 | 1341.8411 | 480 | 0.20042 | 2.3148 | 0.44092 | 0.00010937 | 0.10021 | 1.1574 | 0.22046 | 5.4686e-05 | 0.020042 | 0.23148 | 0.044092 | 1.0937e-05 | 8:06 | 0.028014 | 2.76 | 0.014007 | 1.39 | 0.0070036 | 0.7 | 0.0014007 | 0.14 | 0.014007 | 1.39 | 0.0070036 | 0.7 | 0.0035018 | 0.35 | 0.00070036 | 0.07 | 0.0070036 | 0.7 | 0.0035018 | 0.35 | 0.0017509 | 0.17 | 0.00035018 | 0.04 | 0.0014007 | 0.14 | 0.00070036 | 0.07 | 0.00035018 | 0.04 | 7.0036e-05 | 0.01
7.5 | 41 | 0 | 0 | 1 | 40 | 0.40865 | 4.6296 | 1.38 | 0.89902 | 0.00022301 | 2.2 | 0 | 0 | 1358.6283 | 480 | 0.20432 | 2.3148 | 0.44951 | 0.0001115 | 0.10216 | 1.1574 | 0.22476 | 5.5751e-05 | 0.020432 | 0.23148 | 0.044951 | 1.115e-05 | 8:06 | 0.029189 | 2.88 | 0.014595 | 1.45 | 0.0072973 | 0.73 | 0.0014595 | 0.15 | 0.014595 | 1.45 | 0.0072973 | 0.73 | 0.0036486 | 0.36 | 0.00072973 | 0.07 | 0.0072973 | 0.73 | 0.0036486 | 0.36 | 0.0018243 | 0.18 | 0.00036486 | 0.04 | 0.0014595 | 0.15 | 0.00072973 | 0.07 | 0.00036486 | 0.04 | 7.2973e-05 | 0.01
7.5 | 41 | 0 | 0 | 1 | 40 | 0.41642 | 4.6296 | 1.38 | 0.91612 | 0.00022725 | 2.2 | 0 | 0 | 1375.3385 | 480 | 0.20821 | 2.3148 | 0.45806 | 0.00011362 | 0.1041 | 1.1574 | 0.22903 | 5.6812e-05 | 0.020821 | 0.23148 | 0.045806 | 1.1362e-05 | 8:06 | 0.030386 | 2.99 | 0.015193 | 1.51 | 0.0075966 | 0.76 | 0.0015193 | 0.15 | 0.015193 | 1.51 | 0.0075966 | 0.76 | 0.0037983 | 0.38 | 0.00075966 | 0.08 | 0.0075966 | 0.76 | 0.0037983 | 0.38 | 0.0018991 | 0.19 | 0.00037983 | 0.04 | 0.0015193 | 0.15 | 0.00075966 | 0.08 | 0.00037983 | 0.04 | 7.5966e-05 | 0.01
7.5 | 41 | 0 | 0 | 1 | 40 | 0.42415 | 4.6296 | 1.38 | 0.93314 | 0.00023147 | 2.2 | 0 | 0 | 1391.9721 | 480 | 0.21208 | 2.3148 | 0.46657 | 0.00011573 | 0.10604 | 1.1574 | 0.23328 | 5.7867e-05 | 0.021208 | 0.23148 | 0.046657 | 1.1573e-05 | 8:06 | 0.031606 | 3.11 | 0.015803 | 1.57 | 0.0079014 | 0.79 | 0.0015803 | 0.16 | 0.015803 | 1.57 | 0.0079014 | 0.79 | 0.0039507 | 0.39 | 0.00079014 | 0.08 | 0.0079014 | 0.79 | 0.0039507 | 0.39 | 0.0019754 | 0.2 | 0.00039507 | 0.04 | 0.0015803 | 0.16 | 0.00079014 | 0.08 | 0.00039507 | 0.04 | 7.9014e-05 | 0.01
7.5 | 41 | 0 | 0 | 1 | 40 | 0.43185 | 4.6296 | 1.38 | 0.95008 | 0.00023567 | 2.2 | 0 | 0 | 1408.5295 | 480 | 0.21593 | 2.3148 | 0.47504 | 0.00011784 | 0.10796 | 1.1574 | 0.23752 | 5.8918e-05 | 0.021593 | 0.23148 | 0.047504 | 1.1784e-05 | 8:06 | 0.032847 | 3.23 | 0.016424 | 1.63 | 0.0082118 | 0.82 | 0.0016424 | 0.16 | 0.016424 | 1.63 | 0.0082118 | 0.82 | 0.0041059 | 0.41 | 0.00082118 | 0.08 | 0.0082118 | 0.82 | 0.0041059 | 0.41 | 0.002053 | 0.21 | 0.00041059 | 0.04 | 0.0016424 | 0.16 | 0.00082118 | 0.08 | 0.00041059 | 0.04 | 8.2118e-05 | 0.01
7.5 | 41 | 0 | 0 | 1 | 40 | 0.43952 | 4.6296 | 1.38 | 0.96694 | 0.00023985 | 2.2 | 0 | 0 | 1425.011 | 480 | 0.21976 | 2.3148 | 0.48347 | 0.00011993 | 0.10988 | 1.1574 | 0.24174 | 5.9963e-05 | 0.021976 | 0.23148 | 0.048347 | 1.1993e-05 | 8:06 | 0.034111 | 3.35 | 0.017055 | 1.69 | 0.0085277 | 0.85 | 0.0017055 | 0.17 | 0.017055 | 1.69 | 0.0085277 | 0.85 | 0.0042639 | 0.43 | 0.00085277 | 0.09 | 0.0085277 | 0.85 | 0.0042639 | 0.43 | 0.0021319 | 0.21 | 0.00042639 | 0.04 | 0.0017055 | 0.17 | 0.00085277 | 0.09 | 0.00042639 | 0.04 | 8.5277e-05 | 0.01
7.5 | 41 | 0 | 0 | 1 | 40 | 0.44715 | 4.6296 | 1.38 | 0.98373 | 0.00024402 | 2.2 | 0 | 0 | 1441.417 | 480 | 0.22357 | 2.3148 | 0.49186 | 0.00012201 | 0.11179 | 1.1574 | 0.24593 | 6.1004e-05 | 0.022357 | 0.23148 | 0.049186 | 1.2201e-05 | 8:07 | 0.035397 | 3.48 | 0.017698 | 1.75 | 0.0088491 | 0.88 | 0.0017698 | 0.18 | 0.017698 | 1.75 | 0.0088491 | 0.88 | 0.0044246 | 0.44 | 0.00088491 | 0.09 | 0.0088491 | 0.88 | 0.0044246 | 0.44 | 0.0022123 | 0.22 | 0.00044246 | 0.04 | 0.0017698 | 0.18 | 0.00088491 | 0.09 | 0.00044246 | 0.04 | 8.8491e-05 | 0.01
7.5 | 41 | 0 | 0 | 1 | 40 | 0.45474 | 4.6296 | 1.38 | 1.0004 | 0.00024816 | 2.2 | 0 | 0 | 1457.7478 | 480 | 0.22737 | 2.3148 | 0.50022 | 0.00012408 | 0.11369 | 1.1574 | 0.25011 | 6.2041e-05 | 0.022737 | 0.23148 | 0.050022 | 1.2408e-05 | 8:07 | 0.036704 | 3.6 | 0.018352 | 1.82 | 0.009176 | 0.91 | 0.0018352 | 0.18 | 0.018352 | 1.82 | 0.009176 | 0.91 | 0.004588 | 0.46 | 0.0009176 | 0.09 | 0.009176 | 0.91 | 0.004588 | 0.46 | 0.002294 | 0.23 | 0.0004588 | 0.05 | 0.0018352 | 0.18 | 0.0009176 | 0.09 | 0.0004588 | 0.05 | 9.176e-05 | 0.01
7.5 | 41 | 0 | 0 | 1 | 40 | 0.46231 | 4.6296 | 1.38 | 1.0171 | 0.00025229 | 2.2 | 0 | 0 | 1474.0037 | 480 | 0.23115 | 2.3148 | 0.50854 | 0.00012614 | 0.11558 | 1.1574 | 0.25427 | 6.3072e-05 | 0.023115 | 0.23148 | 0.050854 | 1.2614e-05 | 8:07 | 0.038033 | 3.73 | 0.019017 | 1.88 | 0.0095083 | 0.95 | 0.0019017 | 0.19 | 0.019017 | 1.88 | 0.0095083 | 0.95 | 0.0047541 | 0.47 | 0.00095083 | 0.1 | 0.0095083 | 0.95 | 0.0047541 | 0.47 | 0.0023771 | 0.24 | 0.00047541 | 0.05 | 0.0019017 | 0.19 | 0.00095083 | 0.1 | 0.00047541 | 0.05 | 9.5083e-05 | 0.01
7.5 | 41 | 0 | 0 | 1 | 40 | 0.46983 | 4.6296 | 1.38 | 1.0336 | 0.0002564 | 2.2 | 0 | 0 | 1490.1851 | 480 | 0.23492 | 2.3148 | 0.51681 | 0.0001282 | 0.11746 | 1.1574 | 0.25841 | 6.4099e-05 | 0.023492 | 0.23148 | 0.051681 | 1.282e-05 | 8:07 | 0.039384 | 3.86 | 0.019692 | 1.95 | 0.009846 | 0.98 | 0.0019692 | 0.2 | 0.019692 | 1.95 | 0.009846 | 0.98 | 0.004923 | 0.49 | 0.0009846 | 0.1 | 0.009846 | 0.98 | 0.004923 | 0.49 | 0.0024615 | 0.25 | 0.0004923 | 0.05 | 0.0019692 | 0.2 | 0.0009846 | 0.1 | 0.0004923 | 0.05 | 9.846e-05 | 0.01
7.5 | 41 | 0 | 0 | 1 | 40 | 0.47732 | 4.6296 | 1.38 | 1.0501 | 0.00026048 | 2.2 | 0 | 0 | 1506.2924 | 480 | 0.23866 | 2.3148 | 0.52505 | 0.00013024 | 0.11933 | 1.1574 | 0.26253 | 6.5121e-05 | 0.023866 | 0.23148 | 0.052505 | 1.3024e-05 | 8:07 | 0.040756 | 3.99 | 0.020378 | 2.02 | 0.010189 | 1.01 | 0.0020378 | 0.2 | 0.020378 | 2.02 | 0.010189 | 1.01 | 0.0050945 | 0.51 | 0.0010189 | 0.1 | 0.010189 | 1.01 | 0.0050945 | 0.51 | 0.0025473 | 0.25 | 0.00050945 | 0.05 | 0.0020378 | 0.2 | 0.0010189 | 0.1 | 0.00050945 | 0.05 | 0.00010189 | 0.01
7.5 | 41 | 0 | 0 | 1 | 40 | 0.48478 | 4.6296 | 1.38 | 1.0665 | 0.00026455 | 2.2 | 0 | 0 | 1522.3258 | 480 | 0.24239 | 2.3148 | 0.53326 | 0.00013228 | 0.12119 | 1.1574 | 0.26663 | 6.6138e-05 | 0.024239 | 0.23148 | 0.053326 | 1.3228e-05 | 8:07 | 0.04215 | 4.13 | 0.021075 | 2.09 | 0.010537 | 1.05 | 0.0021075 | 0.21 | 0.021075 | 2.09 | 0.010537 | 1.05 | 0.0052687 | 0.53 | 0.0010537 | 0.11 | 0.010537 | 1.05 | 0.0052687 | 0.53 | 0.0026344 | 0.26 | 0.00052687 | 0.05 | 0.0021075 | 0.21 | 0.0010537 | 0.11 | 0.00052687 | 0.05 | 0.00010537 | 0.01
7.5 | 41 | 0 | 0 | 1 | 40 | 0.4922 | 4.6296 | 1.38 | 1.0828 | 0.0002686 | 2.2 | 0 | 0 | 1538.2857 | 480 | 0.2461 | 2.3148 | 0.54142 | 0.0001343 | 0.12305 | 1.1574 | 0.27071 | 6.7151e-05 | 0.02461 | 0.23148 | 0.054142 | 1.343e-05 | 8:07 | 0.043565 | 4.26 | 0.021782 | 2.15 | 0.010891 | 1.08 | 0.0021782 | 0.22 | 0.021782 | 2.15 | 0.010891 | 1.08 | 0.0054456 | 0.54 | 0.0010891 | 0.11 | 0.010891 | 1.08 | 0.0054456 | 0.54 | 0.0027228 | 0.27 | 0.00054456 | 0.05 | 0.0021782 | 0.22 | 0.0010891 | 0.11 | 0.00054456 | 0.05 | 0.00010891 | 0.01
7.5 | 41 | 0 | 0 | 1 | 40 | 0.49959 | 4.6296 | 1.38 | 1.0991 | 0.00027264 | 2.2 | 0 | 0 | 1554.1725 | 480 | 0.2498 | 2.3148 | 0.54955 | 0.00013632 | 0.1249 | 1.1574 | 0.27477 | 6.8159e-05 | 0.02498 | 0.23148 | 0.054955 | 1.3632e-05 | 8:07 | 0.045001 | 4.4 | 0.022501 | 2.22 | 0.01125 | 1.12 | 0.0022501 | 0.22 | 0.022501 | 2.22 | 0.01125 | 1.12 | 0.0056252 | 0.56 | 0.001125 | 0.11 | 0.01125 | 1.12 | 0.0056252 | 0.56 | 0.0028126 | 0.28 | 0.00056252 | 0.06 | 0.0022501 | 0.22 | 0.001125 | 0.11 | 0.00056252 | 0.06 | 0.0001125 | 0.01
7.5 | 41 | 0 | 0 | 1 | 40 | 0.50694 | 4.6296 | 1.38 | 1.1153 | 0.00027665 | 2.2 | 0 | 0 | 1569.9865 | 480 | 0.25347 | 2.3148 | 0.55764 | 0.00013832 | 0.12674 | 1.1574 | 0.27882 | 6.9162e-05 | 0.025347 | 0.23148 | 0.055764 | 1.3832e-05 | 8:08 | 0.046459 | 4.54 | 0.023229 | 2.3 | 0.011615 | 1.15 | 0.0023229 | 0.23 | 0.023229 | 2.3 | 0.011615 | 1.15 | 0.0058073 | 0.58 | 0.0011615 | 0.12 | 0.011615 | 1.15 | 0.0058073 | 0.58 | 0.0029037 | 0.29 | 0.00058073 | 0.06 | 0.0023229 | 0.23 | 0.0011615 | 0.12 | 0.00058073 | 0.06 | 0.00011615 | 0.01
7.5 | 41 | 0 | 0 | 1 | 40 | 0.51427 | 4.6296 | 1.38 | 1.1314 | 0.00028064 | 2.2 | 0 | 0 | 1585.728 | 480 | 0.25713 | 2.3148 | 0.56569 | 0.00014032 | 0.12857 | 1.1574 | 0.28285 | 7.0161e-05 | 0.025713 | 0.23148 | 0.056569 | 1.4032e-05 | 8:08 | 0.047937 | 4.68 | 0.023969 | 2.37 | 0.011984 | 1.19 | 0.0023969 | 0.24 | 0.023969 | 2.37 | 0.011984 | 1.19 | 0.0059922 | 0.6 | 0.0011984 | 0.12 | 0.011984 | 1.19 | 0.0059922 | 0.6 | 0.0029961 | 0.3 | 0.00059922 | 0.06 | 0.0023969 | 0.24 | 0.0011984 | 0.12 | 0.00059922 | 0.06 | 0.00011984 | 0.01
7.5 | 41 | 0 | 0 | 1 | 40 | 0.52155 | 4.6296 | 1.38 | 1.1474 | 0.00028462 | 2.2 | 0 | 0 | 1601.3973 | 480 | 0.26078 | 2.3148 | 0.57371 | 0.00014231 | 0.13039 | 1.1574 | 0.28685 | 7.1155e-05 | 0.026078 | 0.23148 | 0.057371 | 1.4231e-05 | 8:08 | 0.049437 | 4.82 | 0.024718 | 2.44 | 0.012359 | 1.23 | 0.0024718 | 0.25 | 0.024718 | 2.44 | 0.012359 | 1.23 | 0.0061796 | 0.62 | 0.0012359 | 0.12 | 0.012359 | 1.23 | 0.0061796 | 0.62 | 0.0030898 | 0.31 | 0.00061796 | 0.06 | 0.0024718 | 0.25 | 0.0012359 | 0.12 | 0.00061796 | 0.06 | 0.00012359 | 0.01
7.5 | 41 | 0 | 0 | 1 | 40 | 0.52881 | 4.6296 | 1.38 | 1.1634 | 0.00028858 | 2.2 | 0 | 0 | 1616.9949 | 480 | 0.2644 | 2.3148 | 0.58169 | 0.00014429 | 0.1322 | 1.1574 | 0.29084 | 7.2145e-05 | 0.02644 | 0.23148 | 0.058169 | 1.4429e-05 | 8:08 | 0.050957 | 4.97 | 0.025479 | 2.52 | 0.012739 | 1.27 | 0.0025479 | 0.25 | 0.025479 | 2.52 | 0.012739 | 1.27 | 0.0063696 | 0.63 | 0.0012739 | 0.13 | 0.012739 | 1.27 | 0.0063696 | 0.63 | 0.0031848 | 0.32 | 0.00063696 | 0.06 | 0.0025479 | 0.25 | 0.0012739 | 0.13 | 0.00063696 | 0.06 | 0.00012739 | 0.01
7.5 | 41 | 0 | 0 | 1 | 40 | 0.53603 | 4.6296 | 1.38 | 1.1793 | 0.00029252 | 2.2 | 0 | 0 | 1632.5209 | 480 | 0.26801 | 2.3148 | 0.58963 | 0.00014626 | 0.13401 | 1.1574 | 0.29482 | 7.313e-05 | 0.026801 | 0.23148 | 0.058963 | 1.4626e-05 | 8:08 | 0.052498 | 5.11 | 0.026249 | 2.59 | 0.013125 | 1.3 | 0.0026249 | 0.26 | 0.026249 | 2.59 | 0.013125 | 1.3 | 0.0065623 | 0.65 | 0.0013125 | 0.13 | 0.013125 | 1.3 | 0.0065623 | 0.65 | 0.0032811 | 0.33 | 0.00065623 | 0.07 | 0.0026249 | 0.26 | 0.0013125 | 0.13 | 0.00065623 | 0.07 | 0.00013125 | 0.01
7.5 | 41 | 0 | 0 | 1 | 40 | 0.54322 | 4.6296 | 1.38 | 1.1951 | 0.00029644 | 2.2 | 0 | 0 | 1647.9758 | 480 | 0.27161 | 2.3148 | 0.59754 | 0.00014822 | 0.1358 | 1.1574 | 0.29877 | 7.4111e-05 | 0.027161 | 0.23148 | 0.059754 | 1.4822e-05 | 8:08 | 0.05406 | 5.26 | 0.02703 | 2.67 | 0.013515 | 1.34 | 0.002703 | 0.27 | 0.02703 | 2.67 | 0.013515 | 1.34 | 0.0067575 | 0.67 | 0.0013515 | 0.14 | 0.013515 | 1.34 | 0.0067575 | 0.67 | 0.0033787 | 0.34 | 0.00067575 | 0.07 | 0.002703 | 0.27 | 0.0013515 | 0.14 | 0.00067575 | 0.07 | 0.00013515 | 0.01
7.5 | 41 | 0 | 0 | 1 | 40 | 0.55037 | 4.6296 | 1.38 | 1.2108 | 0.00030035 | 2.2 | 0 | 0 | 1663.3598 | 480 | 0.27519 | 2.3148 | 0.60541 | 0.00015017 | 0.13759 | 1.1574 | 0.3027 | 7.5087e-05 | 0.027519 | 0.23148 | 0.060541 | 1.5017e-05 | 8:08 | 0.055642 | 5.41 | 0.027821 | 2.74 | 0.013911 | 1.38 | 0.0027821 | 0.28 | 0.027821 | 2.74 | 0.013911 | 1.38 | 0.0069553 | 0.69 | 0.0013911 | 0.14 | 0.013911 | 1.38 | 0.0069553 | 0.69 | 0.0034776 | 0.35 | 0.00069553 | 0.07 | 0.0027821 | 0.28 | 0.0013911 | 0.14 | 0.00069553 | 0.07 | 0.00013911 | 0.01
7.5 | 41 | 0 | 0 | 1 | 40 | 0.55749 | 4.6296 | 1.38 | 1.2265 | 0.00030423 | 2.2 | 0 | 0 | 1678.6734 | 480 | 0.27875 | 2.3148 | 0.61324 | 0.00015212 | 0.13937 | 1.1574 | 0.30662 | 7.6058e-05 | 0.027875 | 0.23148 | 0.061324 | 1.5212e-05 | 8:08 | 0.057245 | 5.56 | 0.028622 | 2.82 | 0.014311 | 1.42 | 0.0028622 | 0.29 | 0.028622 | 2.82 | 0.014311 | 1.42 | 0.0071556 | 0.71 | 0.0014311 | 0.14 | 0.014311 | 1.42 | 0.0071556 | 0.71 | 0.0035778 | 0.36 | 0.00071556 | 0.07 | 0.0028622 | 0.29 | 0.0014311 | 0.14 | 0.00071556 | 0.07 | 0.00014311 | 0.01
7.5 | 41 | 0 | 0 | 1 | 40 | 0.56458 | 4.6296 | 1.38 | 1.2421 | 0.0003081 | 2.2 | 0 | 0 | 1693.9167 | 480 | 0.28229 | 2.3148 | 0.62104 | 0.00015405 | 0.14115 | 1.1574 | 0.31052 | 7.7026e-05 | 0.028229 | 0.23148 | 0.062104 | 1.5405e-05 | 8:09 | 0.058868 | 5.72 | 0.029434 | 2.9 | 0.014717 | 1.46 | 0.0029434 | 0.29 | 0.029434 | 2.9 | 0.014717 | 1.46 | 0.0073585 | 0.73 | 0.0014717 | 0.15 | 0.014717 | 1.46 | 0.0073585 | 0.73 | 0.0036793 | 0.37 | 0.00073585 | 0.07 | 0.0029434 | 0.29 | 0.0014717 | 0.15 | 0.00073585 | 0.07 | 0.00014717 | 0.01
7.5 | 41 | 0 | 0 | 1 | 40 | 0.57164 | 4.6296 | 1.38 | 1.2576 | 0.00031195 | 2.2 | 0 | 0 | 1709.0902 | 480 | 0.28582 | 2.3148 | 0.6288 | 0.00015598 | 0.14291 | 1.1574 | 0.3144 | 7.7988e-05 | 0.028582 | 0.23148 | 0.06288 | 1.5598e-05 | 8:09 | 0.060512 | 5.87 | 0.030256 | 2.98 | 0.015128 | 1.5 | 0.0030256 | 0.3 | 0.030256 | 2.98 | 0.015128 | 1.5 | 0.007564 | 0.75 | 0.0015128 | 0.15 | 0.015128 | 1.5 | 0.007564 | 0.75 | 0.003782 | 0.38 | 0.0007564 | 0.08 | 0.0030256 | 0.3 | 0.0015128 | 0.15 | 0.0007564 | 0.08 | 0.00015128 | 0.02
7.5 | 41 | 0 | 0 | 1 | 40 | 0.57866 | 4.6296 | 1.38 | 1.2731 | 0.00031579 | 2.2 | 0 | 0 | 1724.1941 | 480 | 0.28933 | 2.3148 | 0.63653 | 0.00015789 | 0.14467 | 1.1574 | 0.31826 | 7.8947e-05 | 0.028933 | 0.23148 | 0.063653 | 1.5789e-05 | 8:09 | 0.062175 | 6.03 | 0.031088 | 3.06 | 0.015544 | 1.54 | 0.0031088 | 0.31 | 0.031088 | 3.06 | 0.015544 | 1.54 | 0.0077719 | 0.77 | 0.0015544 | 0.16 | 0.015544 | 1.54 | 0.0077719 | 0.77 | 0.003886 | 0.39 | 0.00077719 | 0.08 | 0.0031088 | 0.31 | 0.0015544 | 0.16 | 0.00077719 | 0.08 | 0.00015544 | 0.02
7.5 | 41 | 0 | 0 | 1 | 40 | 0.58565 | 4.6296 | 1.38 | 1.2884 | 0.0003196 | 2.2 | 0 | 0 | 1739.2289 | 480 | 0.29283 | 2.3148 | 0.64422 | 0.0001598 | 0.14641 | 1.1574 | 0.32211 | 7.9901e-05 | 0.029283 | 0.23148 | 0.064422 | 1.598e-05 | 8:09 | 0.063859 | 6.19 | 0.03193 | 3.14 | 0.015965 | 1.58 | 0.003193 | 0.32 | 0.03193 | 3.14 | 0.015965 | 1.58 | 0.0079824 | 0.8 | 0.0015965 | 0.16 | 0.015965 | 1.58 | 0.0079824 | 0.8 | 0.0039912 | 0.4 | 0.00079824 | 0.08 | 0.003193 | 0.32 | 0.0015965 | 0.16 | 0.00079824 | 0.08 | 0.00015965 | 0.02
7.5 | 41 | 0 | 0 | 1 | 40 | 0.59261 | 4.6296 | 1.38 | 1.3038 | 0.0003234 | 2.2 | 0 | 0 | 1754.1947 | 480 | 0.29631 | 2.3148 | 0.65188 | 0.0001617 | 0.14815 | 1.1574 | 0.32594 | 8.085e-05 | 0.029631 | 0.23148 | 0.065188 | 1.617e-05 | 8:09 | 0.065563 | 6.35 | 0.032781 | 3.22 | 0.016391 | 1.63 | 0.0032781 | 0.33 | 0.032781 | 3.22 | 0.016391 | 1.63 | 0.0081953 | 0.82 | 0.0016391 | 0.16 | 0.016391 | 1.63 | 0.0081953 | 0.82 | 0.0040977 | 0.41 | 0.00081953 | 0.08 | 0.0032781 | 0.33 | 0.0016391 | 0.16 | 0.00081953 | 0.08 | 0.00016391 | 0.02
7.5 | 41 | 0 | 0 | 1 | 40 | 0.59954 | 4.6296 | 1.38 | 1.319 | 0.00032718 | 2.2 | 0 | 0 | 1769.0919 | 480 | 0.29977 | 2.3148 | 0.6595 | 0.00016359 | 0.14989 | 1.1574 | 0.32975 | 8.1795e-05 | 0.029977 | 0.23148 | 0.06595 | 1.6359e-05 | 8:09 | 0.067286 | 6.51 | 0.033643 | 3.31 | 0.016822 | 1.67 | 0.0033643 | 0.34 | 0.033643 | 3.31 | 0.016822 | 1.67 | 0.0084108 | 0.84 | 0.0016822 | 0.17 | 0.016822 | 1.67 | 0.0084108 | 0.84 | 0.0042054 | 0.42 | 0.00084108 | 0.08 | 0.0033643 | 0.34 | 0.0016822 | 0.17 | 0.00084108 | 0.08 | 0.00016822 | 0.02
7.5 | 41 | 0 | 0 | 1 | 40 | 0.60644 | 4.6296 | 1.38 | 1.3342 | 0.00033094 | 2.2 | 0 | 0 | 1783.9208 | 480 | 0.30322 | 2.3148 | 0.66708 | 0.00016547 | 0.15161 | 1.1574 | 0.33354 | 8.2736e-05 | 0.030322 | 0.23148 | 0.066708 | 1.6547e-05 | 8:09 | 0.06903 | 6.67 | 0.034515 | 3.39 | 0.017257 | 1.71 | 0.0034515 | 0.34 | 0.034515 | 3.39 | 0.017257 | 1.71 | 0.0086287 | 0.86 | 0.0017257 | 0.17 | 0.017257 | 1.71 | 0.0086287 | 0.86 | 0.0043144 | 0.43 | 0.00086287 | 0.09 | 0.0034515 | 0.34 | 0.0017257 | 0.17 | 0.00086287 | 0.09 | 0.00017257 | 0.02
7.5 | 41 | 0 | 0 | 1 | 40 | 0.6133 | 4.6296 | 1.38 | 1.3493 | 0.00033469 | 2.2 | 0 | 0 | 1798.6818 | 480 | 0.30665 | 2.3148 | 0.67463 | 0.00016735 | 0.15333 | 1.1574 | 0.33732 | 8.3673e-05 | 0.030665 | 0.23148 | 0.067463 | 1.6735e-05 | 8:09 | 0.070793 | 6.83 | 0.035397 | 3.48 | 0.017698 | 1.75 | 0.0035397 | 0.35 | 0.035397 | 3.48 | 0.017698 | 1.75 | 0.0088492 | 0.88 | 0.0017698 | 0.18 | 0.017698 | 1.75 | 0.0088492 | 0.88 | 0.0044246 | 0.44 | 0.00088492 | 0.09 | 0.0035397 | 0.35 | 0.0017698 | 0.18 | 0.00088492 | 0.09 | 0.00017698 | 0.02
7.5 | 41 | 0 | 0 | 1 | 40 | 0.62014 | 4.6296 | 1.38 | 1.3643 | 0.00033842 | 2.2 | 0 | 0 | 1813.3751 | 480 | 0.31007 | 2.3148 | 0.68215 | 0.00016921 | 0.15503 | 1.1574 | 0.34108 | 8.4605e-05 | 0.031007 | 0.23148 | 0.068215 | 1.6921e-05 | 8:10 | 0.072576 | 7 | 0.036288 | 3.56 | 0.018144 | 1.8 | 0.0036288 | 0.36 | 0.036288 | 3.56 | 0.018144 | 1.8 | 0.009072 | 0.9 | 0.0018144 | 0.18 | 0.018144 | 1.8 | 0.009072 | 0.9 | 0.004536 | 0.45 | 0.0009072 | 0.09 | 0.0036288 | 0.36 | 0.0018144 | 0.18 | 0.0009072 | 0.09 | 0.00018144 | 0.02
7.5 | 41 | 0 | 0 | 1 | 40 | 0.62694 | 4.6296 | 1.38 | 1.3793 | 0.00034213 | 2.2 | 0 | 0 | 1828.001 | 480 | 0.31347 | 2.3148 | 0.68963 | 0.00017107 | 0.15673 | 1.1574 | 0.34482 | 8.5533e-05 | 0.031347 | 0.23148 | 0.068963 | 1.7107e-05 | 8:10 | 0.074379 | 7.17 | 0.037189 | 3.65 | 0.018595 | 1.84 | 0.0037189 | 0.37 | 0.037189 | 3.65 | 0.018595 | 1.84 | 0.0092973 | 0.93 | 0.0018595 | 0.19 | 0.018595 | 1.84 | 0.0092973 | 0.93 | 0.0046487 | 0.46 | 0.00092973 | 0.09 | 0.0037189 | 0.37 | 0.0018595 | 0.19 | 0.00092973 | 0.09 | 0.00018595 | 0.02
7.5 | 41 | 0 | 0 | 1 | 40 | 0.63371 | 4.6296 | 1.38 | 1.3942 | 0.00034583 | 2.2 | 0 | 0 | 1842.56 | 480 | 0.31686 | 2.3148 | 0.69708 | 0.00017291 | 0.15843 | 1.1574 | 0.34854 | 8.6457e-05 | 0.031686 | 0.23148 | 0.069708 | 1.7291e-05 | 8:10 | 0.076201 | 7.34 | 0.0381 | 3.74 | 0.01905 | 1.89 | 0.00381 | 0.38 | 0.0381 | 3.74 | 0.01905 | 1.89 | 0.0095251 | 0.95 | 0.001905 | 0.19 | 0.01905 | 1.89 | 0.0095251 | 0.95 | 0.0047625 | 0.48 | 0.00095251 | 0.1 | 0.00381 | 0.38 | 0.001905 | 0.19 | 0.00095251 | 0.1 | 0.0001905 | 0.02
7.5 | 41 | 0 | 0 | 1 | 40 | 0.64045 | 4.6296 | 1.38 | 1.409 | 0.00034951 | 2.2 | 0 | 0 | 1857.0522 | 480 | 0.32023 | 2.3148 | 0.7045 | 0.00017475 | 0.16011 | 1.1574 | 0.35225 | 8.7376e-05 | 0.032023 | 0.23148 | 0.07045 | 1.7475e-05 | 8:10 | 0.078042 | 7.51 | 0.039021 | 3.83 | 0.01951 | 1.93 | 0.0039021 | 0.39 | 0.039021 | 3.83 | 0.01951 | 1.93 | 0.0097552 | 0.97 | 0.001951 | 0.19 | 0.01951 | 1.93 | 0.0097552 | 0.97 | 0.0048776 | 0.49 | 0.00097552 | 0.1 | 0.0039021 | 0.39 | 0.001951 | 0.19 | 0.00097552 | 0.1 | 0.0001951 | 0.02
7.5 | 41 | 0 | 0 | 1 | 40 | 0.64716 | 4.6296 | 1.38 | 1.4238 | 0.00035317 | 2.2 | 0 | 0 | 1871.478 | 480 | 0.32358 | 2.3148 | 0.71188 | 0.00017658 | 0.16179 | 1.1574 | 0.35594 | 8.8292e-05 | 0.032358 | 0.23148 | 0.071188 | 1.7658e-05 | 8:10 | 0.079902 | 7.68 | 0.039951 | 3.92 | 0.019976 | 1.98 | 0.0039951 | 0.4 | 0.039951 | 3.92 | 0.019976 | 1.98 | 0.0099878 | 0.99 | 0.0019976 | 0.2 | 0.019976 | 1.98 | 0.0099878 | 0.99 | 0.0049939 | 0.5 | 0.00099878 | 0.1 | 0.0039951 | 0.4 | 0.0019976 | 0.2 | 0.00099878 | 0.1 | 0.00019976 | 0.02
7.5 | 41 | 0 | 0 | 1 | 40 | 0.65384 | 4.6296 | 1.38 | 1.4384 | 0.00035681 | 2.2 | 0 | 0 | 1885.8376 | 480 | 0.32692 | 2.3148 | 0.71922 | 0.00017841 | 0.16346 | 1.1574 | 0.35961 | 8.9203e-05 | 0.032692 | 0.23148 | 0.071922 | 1.7841e-05 | 8:10 | 0.081782 | 7.85 | 0.040891 | 4.01 | 0.020446 | 2.02 | 0.0040891 | 0.41 | 0.040891 | 4.01 | 0.020446 | 2.02 | 0.010223 | 1.02 | 0.0020446 | 0.2 | 0.020446 | 2.02 | 0.010223 | 1.02 | 0.0051114 | 0.51 | 0.0010223 | 0.1 | 0.0040891 | 0.41 | 0.0020446 | 0.2 | 0.0010223 | 0.1 | 0.00020446 | 0.02
7.5 | 41 | 0 | 0 | 1 | 40 | 0.66049 | 4.6296 | 1.38 | 1.4531 | 0.00036044 | 2.2 | 0 | 0 | 1900.1315 | 480 | 0.33024 | 2.3148 | 0.72653 | 0.00018022 | 0.16512 | 1.1574 | 0.36327 | 9.011e-05 | 0.033024 | 0.23148 | 0.072653 | 1.8022e-05 | 8:10 | 0.083681 | 8.03 | 0.041841 | 4.1 | 0.02092 | 2.07 | 0.0041841 | 0.42 | 0.041841 | 4.1 | 0.02092 | 2.07 | 0.01046 | 1.04 | 0.002092 | 0.21 | 0.02092 | 2.07 | 0.01046 | 1.04 | 0.0052301 | 0.52 | 0.001046 | 0.1 | 0.0041841 | 0.42 | 0.002092 | 0.21 | 0.001046 | 0.1 | 0.0002092 | 0.02
7.5 | 41 | 0 | 0 | 1 | 40 | 0.6671 | 4.6296 | 1.38 | 1.4676 | 0.00036405 | 2.2 | 0 | 0 | 1914.3598 | 480 | 0.33355 | 2.3148 | 0.73381 | 0.00018202 | 0.16678 | 1.1574 | 0.36691 | 9.1012e-05 | 0.033355 | 0.23148 | 0.073381 | 1.8202e-05 | 8:10 | 0.085599 | 8.2 | 0.042799 | 4.19 | 0.0214 | 2.12 | 0.0042799 | 0.43 | 0.042799 | 4.19 | 0.0214 | 2.12 | 0.0107 | 1.06 | 0.00214 | 0.21 | 0.0214 | 2.12 | 0.0107 | 1.06 | 0.0053499 | 0.53 | 0.00107 | 0.11 | 0.0042799 | 0.43 | 0.00214 | 0.21 | 0.00107 | 0.11 | 0.000214 | 0.02
7.5 | 41 | 0 | 0 | 1 | 40 | 0.67369 | 4.6296 | 1.38 | 1.4821 | 0.00036764 | 2.2 | 0 | 0 | 1928.5229 | 480 | 0.33684 | 2.3148 | 0.74106 | 0.00018382 | 0.16842 | 1.1574 | 0.37053 | 9.1911e-05 | 0.033684 | 0.23148 | 0.074106 | 1.8382e-05 | 8:11 | 0.087536 | 8.38 | 0.043768 | 4.28 | 0.021884 | 2.16 | 0.0043768 | 0.44 | 0.043768 | 4.28 | 0.021884 | 2.16 | 0.010942 | 1.09 | 0.0021884 | 0.22 | 0.021884 | 2.16 | 0.010942 | 1.09 | 0.005471 | 0.55 | 0.0010942 | 0.11 | 0.0043768 | 0.44 | 0.0021884 | 0.22 | 0.0010942 | 0.11 | 0.00021884 | 0.02
7.5 | 41 | 0 | 0 | 1 | 40 | 0.68025 | 4.6296 | 1.38 | 1.4965 | 0.00037122 | 2.2 | 0 | 0 | 1942.6211 | 480 | 0.34012 | 2.3148 | 0.74827 | 0.00018561 | 0.17006 | 1.1574 | 0.37414 | 9.2806e-05 | 0.034012 | 0.23148 | 0.074827 | 1.8561e-05 | 8:11 | 0.089492 | 8.56 | 0.044746 | 4.38 | 0.022373 | 2.21 | 0.0044746 | 0.45 | 0.044746 | 4.38 | 0.022373 | 2.21 | 0.011186 | 1.11 | 0.0022373 | 0.22 | 0.022373 | 2.21 | 0.011186 | 1.11 | 0.0055932 | 0.56 | 0.0011186 | 0.11 | 0.0044746 | 0.45 | 0.0022373 | 0.22 | 0.0011186 | 0.11 | 0.00022373 | 0.02
7.5 | 41 | 0 | 0 | 1 | 40 | 0.68677 | 4.6296 | 1.38 | 1.5109 | 0.00037478 | 2.2 | 0 | 0 | 1956.6547 | 480 | 0.34339 | 2.3148 | 0.75545 | 0.00018739 | 0.17169 | 1.1574 | 0.37772 | 9.3696e-05 | 0.034339 | 0.23148 | 0.075545 | 1.8739e-05 | 8:11 | 0.091466 | 8.74 | 0.045733 | 4.47 | 0.022867 | 2.26 | 0.0045733 | 0.46 | 0.045733 | 4.47 | 0.022867 | 2.26 | 0.011433 | 1.14 | 0.0022867 | 0.23 | 0.022867 | 2.26 | 0.011433 | 1.14 | 0.0057166 | 0.57 | 0.0011433 | 0.11 | 0.0045733 | 0.46 | 0.0022867 | 0.23 | 0.0011433 | 0.11 | 0.00022867 | 0.02
7.5 | 41 | 0 | 0 | 1 | 40 | 0.69327 | 4.6296 | 1.38 | 1.5252 | 0.00037833 | 2.2 | 0 | 0 | 1970.624 | 480 | 0.34663 | 2.3148 | 0.7626 | 0.00018916 | 0.17332 | 1.1574 | 0.3813 | 9.4582e-05 | 0.034663 | 0.23148 | 0.07626 | 1.8916e-05 | 8:11 | 0.093459 | 8.92 | 0.04673 | 4.57 | 0.023365 | 2.31 | 0.004673 | 0.47 | 0.04673 | 4.57 | 0.023365 | 2.31 | 0.011682 | 1.16 | 0.0023365 | 0.23 | 0.023365 | 2.31 | 0.011682 | 1.16 | 0.0058412 | 0.58 | 0.0011682 | 0.12 | 0.004673 | 0.47 | 0.0023365 | 0.23 | 0.0011682 | 0.12 | 0.00023365 | 0.02
7.5 | 41 | 0 | 0 | 1 | 40 | 0.69974 | 4.6296 | 1.38 | 1.5394 | 0.00038186 | 2.2 | 0 | 0 | 1984.5292 | 480 | 0.34987 | 2.3148 | 0.76971 | 0.00019093 | 0.17493 | 1.1574 | 0.38485 | 9.5465e-05 | 0.034987 | 0.23148 | 0.076971 | 1.9093e-05 | 8:11 | 0.095471 | 9.11 | 0.047735 | 4.66 | 0.023868 | 2.36 | 0.0047735 | 0.48 | 0.047735 | 4.66 | 0.023868 | 2.36 | 0.011934 | 1.19 | 0.0023868 | 0.24 | 0.023868 | 2.36 | 0.011934 | 1.19 | 0.0059669 | 0.59 | 0.0011934 | 0.12 | 0.0047735 | 0.48 | 0.0023868 | 0.24 | 0.0011934 | 0.12 | 0.00023868 | 0.02
7.5 | 41 | 0 | 0 | 1 | 40 | 0.70617 | 4.6296 | 1.38 | 1.5536 | 0.00038537 | 2.2 | 0 | 0 | 1998.3707 | 480 | 0.35309 | 2.3148 | 0.77679 | 0.00019269 | 0.17654 | 1.1574 | 0.3884 | 9.6343e-05 | 0.035309 | 0.23148 | 0.077679 | 1.9269e-05 | 8:11 | 0.097501 | 9.29 | 0.048751 | 4.76 | 0.024375 | 2.41 | 0.0048751 | 0.49 | 0.048751 | 4.76 | 0.024375 | 2.41 | 0.012188 | 1.21 | 0.0024375 | 0.24 | 0.024375 | 2.41 | 0.012188 | 1.21 | 0.0060938 | 0.61 | 0.0012188 | 0.12 | 0.0048751 | 0.49 | 0.0024375 | 0.24 | 0.0012188 | 0.12 | 0.00024375 | 0.02
7.5 | 41 | 0 | 0 | 1 | 40 | 0.71258 | 4.6296 | 1.38 | 1.5677 | 0.00038887 | 2.2 | 0 | 0 | 2012.1488 | 480 | 0.35629 | 2.3148 | 0.78384 | 0.00019443 | 0.17815 | 1.1574 | 0.39192 | 9.7217e-05 | 0.035629 | 0.23148 | 0.078384 | 1.9443e-05 | 8:11 | 0.09955 | 9.48 | 0.049775 | 4.86 | 0.024887 | 2.46 | 0.0049775 | 0.5 | 0.049775 | 4.86 | 0.024887 | 2.46 | 0.012444 | 1.24 | 0.0024887 | 0.25 | 0.024887 | 2.46 | 0.012444 | 1.24 | 0.0062219 | 0.62 | 0.0012444 | 0.12 | 0.0049775 | 0.5 | 0.0024887 | 0.25 | 0.0012444 | 0.12 | 0.00024887 | 0.02
7.5 | 41 | 0 | 0 | 1 | 40 | 0.71896 | 4.6296 | 1.38 | 1.5817 | 0.00039235 | 2.2 | 0 | 0 | 2025.8637 | 480 | 0.35948 | 2.3148 | 0.79085 | 0.00019617 | 0.17974 | 1.1574 | 0.39543 | 9.8087e-05 | 0.035948 | 0.23148 | 0.079085 | 1.9617e-05 | 8:11 | 0.10162 | 9.66 | 0.050808 | 4.95 | 0.025404 | 2.51 | 0.0050808 | 0.51 | 0.050808 | 4.95 | 0.025404 | 2.51 | 0.012702 | 1.26 | 0.0025404 | 0.25 | 0.025404 | 2.51 | 0.012702 | 1.26 | 0.0063511 | 0.63 | 0.0012702 | 0.13 | 0.0050808 | 0.51 | 0.0025404 | 0.25 | 0.0012702 | 0.13 | 0.00025404 | 0.03
7.5 | 41 | 0 | 0 | 1 | 40 | 0.72531 | 4.6296 | 1.38 | 1.5957 | 0.00039581 | 2.2 | 0 | 0 | 2039.5158 | 480 | 0.36265 | 2.3148 | 0.79784 | 0.00019791 | 0.18133 | 1.1574 | 0.39892 | 9.8953e-05 | 0.036265 | 0.23148 | 0.079784 | 1.9791e-05 | 8:12 | 0.1037 | 9.85 | 0.051851 | 5.05 | 0.025926 | 2.56 | 0.0051851 | 0.52 | 0.051851 | 5.05 | 0.025926 | 2.56 | 0.012963 | 1.29 | 0.0025926 | 0.26 | 0.025926 | 2.56 | 0.012963 | 1.29 | 0.0064814 | 0.65 | 0.0012963 | 0.13 | 0.0051851 | 0.52 | 0.0025926 | 0.26 | 0.0012963 | 0.13 | 0.00025926 | 0.03
7.5 | 41 | 0 | 0 | 1 | 40 | 0.73163 | 4.6296 | 1.38 | 1.6096 | 0.00039926 | 2.2 | 0 | 0 | 2053.1053 | 480 | 0.36581 | 2.3148 | 0.80479 | 0.00019963 | 0.18291 | 1.1574 | 0.4024 | 9.9816e-05 | 0.036581 | 0.23148 | 0.080479 | 1.9963e-05 | 8:12 | 0.10581 | 10.04 | 0.052903 | 5.15 | 0.026451 | 2.61 | 0.0052903 | 0.53 | 0.052903 | 5.15 | 0.026451 | 2.61 | 0.013226 | 1.31 | 0.0026451 | 0.26 | 0.026451 | 2.61 | 0.013226 | 1.31 | 0.0066128 | 0.66 | 0.0013226 | 0.13 | 0.0052903 | 0.53 | 0.0026451 | 0.26 | 0.0013226 | 0.13 | 0.00026451 | 0.03
7.5 | 41 | 0 | 0 | 1 | 40 | 0.73792 | 4.6296 | 1.38 | 1.6234 | 0.0004027 | 2.2 | 0 | 0 | 2066.6325 | 480 | 0.36896 | 2.3148 | 0.81171 | 0.00020135 | 0.18448 | 1.1574 | 0.40586 | 0.00010067 | 0.036896 | 0.23148 | 0.081171 | 2.0135e-05 | 8:12 | 0.10793 | 10.23 | 0.053964 | 5.25 | 0.026982 | 2.66 | 0.0053964 | 0.54 | 0.053964 | 5.25 | 0.026982 | 2.66 | 0.013491 | 1.34 | 0.0026982 | 0.27 | 0.026982 | 2.66 | 0.013491 | 1.34 | 0.0067454 | 0.67 | 0.0013491 | 0.13 | 0.0053964 | 0.54 | 0.0026982 | 0.27 | 0.0013491 | 0.13 | 0.00026982 | 0.03
7.5 | 41 | 0 | 0 | 1 | 40 | 0.74418 | 4.6296 | 1.38 | 1.6372 | 0.00040611 | 2.2 | 0 | 0 | 2080.0977 | 480 | 0.37209 | 2.3148 | 0.8186 | 0.00020306 | 0.18605 | 1.1574 | 0.4093 | 0.00010153 | 0.037209 | 0.23148 | 0.08186 | 2.0306e-05 | 8:12 | 0.11007 | 10.42 | 0.055033 | 5.35 | 0.027517 | 2.71 | 0.0055033 | 0.55 | 0.055033 | 5.35 | 0.027517 | 2.71 | 0.013758 | 1.37 | 0.0027517 | 0.27 | 0.027517 | 2.71 | 0.013758 | 1.37 | 0.0068792 | 0.69 | 0.0013758 | 0.14 | 0.0055033 | 0.55 | 0.0027517 | 0.27 | 0.0013758 | 0.14 | 0.00027517 | 0.03
7.5 | 41 | 0 | 0 | 1 | 40 | 0.75041 | 4.6296 | 1.38 | 1.6509 | 0.00040951 | 2.2 | 0 | 0 | 2093.5012 | 480 | 0.37521 | 2.3148 | 0.82546 | 0.00020476 | 0.1876 | 1.1574 | 0.41273 | 0.00010238 | 0.037521 | 0.23148 | 0.082546 | 2.0476e-05 | 8:12 | 0.11222 | 10.62 | 0.056112 | 5.46 | 0.028056 | 2.77 | 0.0056112 | 0.56 | 0.056112 | 5.46 | 0.028056 | 2.77 | 0.014028 | 1.39 | 0.0028056 | 0.28 | 0.028056 | 2.77 | 0.014028 | 1.39 | 0.007014 | 0.7 | 0.0014028 | 0.14 | 0.0056112 | 0.56 | 0.0028056 | 0.28 | 0.0014028 | 0.14 | 0.00028056 | 0.03
7.5 | 41 | 0 | 0 | 1 | 40 | 0.75662 | 4.6296 | 1.38 | 1.6646 | 0.0004129 | 2.2 | 0 | 0 | 2106.8432 | 480 | 0.37831 | 2.3148 | 0.83228 | 0.00020645 | 0.18915 | 1.1574 | 0.41614 | 0.00010323 | 0.037831 | 0.23148 | 0.083228 | 2.0645e-05 | 8:12 | 0.1144 | 10.81 | 0.0572 | 5.56 | 0.0286 | 2.82 | 0.00572 | 0.57 | 0.0572 | 5.56 | 0.0286 | 2.82 | 0.0143 | 1.42 | 0.00286 | 0.29 | 0.0286 | 2.82 | 0.0143 | 1.42 | 0.00715 | 0.71 | 0.00143 | 0.14 | 0.00572 | 0.57 | 0.00286 | 0.29 | 0.00143 | 0.14 | 0.000286 | 0.03
7.5 | 41 | 0 | 0 | 1 | 40 | 0.7628 | 4.6296 | 1.38 | 1.6781 | 0.00041627 | 2.2 | 0 | 0 | 2120.1241 | 480 | 0.3814 | 2.3148 | 0.83907 | 0.00020814 | 0.1907 | 1.1574 | 0.41954 | 0.00010407 | 0.03814 | 0.23148 | 0.083907 | 2.0814e-05 | 8:12 | 0.11659 | 11.01 | 0.058296 | 5.66 | 0.029148 | 2.87 | 0.0058296 | 0.58 | 0.058296 | 5.66 | 0.029148 | 2.87 | 0.014574 | 1.45 | 0.0029148 | 0.29 | 0.029148 | 2.87 | 0.014574 | 1.45 | 0.007287 | 0.73 | 0.0014574 | 0.15 | 0.0058296 | 0.58 | 0.0029148 | 0.29 | 0.0014574 | 0.15 | 0.00029148 | 0.03
7.5 | 41 | 0 | 0 | 1 | 40 | 0.76894 | 4.6296 | 1.38 | 1.6917 | 0.00041963 | 2.2 | 0 | 0 | 2133.3441 | 480 | 0.38447 | 2.3148 | 0.84584 | 0.00020981 | 0.19224 | 1.1574 | 0.42292 | 0.00010491 | 0.038447 | 0.23148 | 0.084584 | 2.0981e-05 | 8:12 | 0.1188 | 11.2 | 0.059402 | 5.77 | 0.029701 | 2.93 | 0.0059402 | 0.59 | 0.059402 | 5.77 | 0.029701 | 2.93 | 0.01485 | 1.47 | 0.0029701 | 0.3 | 0.029701 | 2.93 | 0.01485 | 1.47 | 0.0074252 | 0.74 | 0.001485 | 0.15 | 0.0059402 | 0.59 | 0.0029701 | 0.3 | 0.001485 | 0.15 | 0.00029701 | 0.03
7.5 | 41 | 0 | 0 | 1 | 40 | 0.77506 | 4.6296 | 1.38 | 1.7051 | 0.00042297 | 2.2 | 0 | 0 | 2146.5036 | 480 | 0.38753 | 2.3148 | 0.85257 | 0.00021148 | 0.19377 | 1.1574 | 0.42628 | 0.00010574 | 0.038753 | 0.23148 | 0.085257 | 2.1148e-05 | 8:13 | 0.12103 | 11.4 | 0.060516 | 5.87 | 0.030258 | 2.98 | 0.0060516 | 0.6 | 0.060516 | 5.87 | 0.030258 | 2.98 | 0.015129 | 1.5 | 0.0030258 | 0.3 | 0.030258 | 2.98 | 0.015129 | 1.5 | 0.0075645 | 0.75 | 0.0015129 | 0.15 | 0.0060516 | 0.6 | 0.0030258 | 0.3 | 0.0015129 | 0.15 | 0.00030258 | 0.03
7.5 | 41 | 0 | 0 | 1 | 40 | 0.78115 | 4.6296 | 1.38 | 1.7185 | 0.00042629 | 2.2 | 0 | 0 | 2159.6027 | 480 | 0.39058 | 2.3148 | 0.85927 | 0.00021314 | 0.19529 | 1.1574 | 0.42964 | 0.00010657 | 0.039058 | 0.23148 | 0.085927 | 2.1314e-05 | 8:13 | 0.12328 | 11.6 | 0.061639 | 5.98 | 0.030819 | 3.03 | 0.0061639 | 0.61 | 0.061639 | 5.98 | 0.030819 | 3.03 | 0.01541 | 1.53 | 0.0030819 | 0.31 | 0.030819 | 3.03 | 0.01541 | 1.53 | 0.0077048 | 0.77 | 0.001541 | 0.15 | 0.0061639 | 0.61 | 0.0030819 | 0.31 | 0.001541 | 0.15 | 0.00030819 | 0.03
7.5 | 41 | 0 | 0 | 1 | 40 | 0.78722 | 4.6296 | 1.38 | 1.7319 | 0.0004296 | 2.2 | 0 | 0 | 2172.6418 | 480 | 0.39361 | 2.3148 | 0.86594 | 0.0002148 | 0.1968 | 1.1574 | 0.43297 | 0.0001074 | 0.039361 | 0.23148 | 0.086594 | 2.148e-05 | 8:13 | 0.12554 | 11.8 | 0.06277 | 6.08 | 0.031385 | 3.09 | 0.006277 | 0.63 | 0.06277 | 6.08 | 0.031385 | 3.09 | 0.015693 | 1.56 | 0.0031385 | 0.31 | 0.031385 | 3.09 | 0.015693 | 1.56 | 0.0078463 | 0.78 | 0.0015693 | 0.16 | 0.006277 | 0.63 | 0.0031385 | 0.31 | 0.0015693 | 0.16 | 0.00031385 | 0.03
7.5 | 41 | 0 | 0 | 1 | 40 | 0.79325 | 4.6296 | 1.38 | 1.7452 | 0.00043289 | 2.2 | 0 | 0 | 2185.6211 | 480 | 0.39663 | 2.3148 | 0.87258 | 0.00021645 | 0.19831 | 1.1574 | 0.43629 | 0.00010822 | 0.039663 | 0.23148 | 0.087258 | 2.1645e-05 | 8:13 | 0.12782 | 12 | 0.063911 | 6.19 | 0.031955 | 3.15 | 0.0063911 | 0.64 | 0.063911 | 6.19 | 0.031955 | 3.15 | 0.015978 | 1.59 | 0.0031955 | 0.32 | 0.031955 | 3.15 | 0.015978 | 1.59 | 0.0079888 | 0.8 | 0.0015978 | 0.16 | 0.0063911 | 0.64 | 0.0031955 | 0.32 | 0.0015978 | 0.16 | 0.00031955 | 0.03
7.5 | 41 | 0 | 0 | 1 | 40 | 0.79926 | 4.6296 | 1.38 | 1.7584 | 0.00043617 | 2.2 | 0 | 0 | 2198.541 | 480 | 0.39963 | 2.3148 | 0.87919 | 0.00021809 | 0.19982 | 1.1574 | 0.43959 | 0.00010904 | 0.039963 | 0.23148 | 0.087919 | 2.1809e-05 | 8:13 | 0.13012 | 12.2 | 0.065059 | 6.3 | 0.03253 | 3.2 | 0.0065059 | 0.65 | 0.065059 | 6.3 | 0.03253 | 3.2 | 0.016265 | 1.61 | 0.003253 | 0.32 | 0.03253 | 3.2 | 0.016265 | 1.61 | 0.0081324 | 0.81 | 0.0016265 | 0.16 | 0.0065059 | 0.65 | 0.003253 | 0.32 | 0.0016265 | 0.16 | 0.0003253 | 0.03
7.5 | 41 | 0 | 0 | 1 | 40 | 0.80524 | 4.6296 | 1.38 | 1.7715 | 0.00043944 | 2.2 | 0 | 0 | 2211.4016 | 480 | 0.40262 | 2.3148 | 0.88577 | 0.00021972 | 0.20131 | 1.1574 | 0.44288 | 0.00010986 | 0.040262 | 0.23148 | 0.088577 | 2.1972e-05 | 8:13 | 0.13243 | 12.4 | 0.066217 | 6.41 | 0.033108 | 3.26 | 0.0066217 | 0.66 | 0.066217 | 6.41 | 0.033108 | 3.26 | 0.016554 | 1.64 | 0.0033108 | 0.33 | 0.033108 | 3.26 | 0.016554 | 1.64 | 0.0082771 | 0.82 | 0.0016554 | 0.17 | 0.0066217 | 0.66 | 0.0033108 | 0.33 | 0.0016554 | 0.17 | 0.00033108 | 0.03
7.5 | 41 | 0 | 0 | 1 | 40 | 0.8112 | 4.6296 | 1.38 | 1.7846 | 0.00044268 | 2.2 | 0 | 0 | 2224.2033 | 480 | 0.4056 | 2.3148 | 0.89232 | 0.00022134 | 0.2028 | 1.1574 | 0.44616 | 0.00011067 | 0.04056 | 0.23148 | 0.089232 | 2.2134e-05 | 8:13 | 0.13477 | 12.61 | 0.067383 | 6.52 | 0.033692 | 3.31 | 0.0067383 | 0.67 | 0.067383 | 6.52 | 0.033692 | 3.31 | 0.016846 | 1.67 | 0.0033692 | 0.34 | 0.033692 | 3.31 | 0.016846 | 1.67 | 0.0084229 | 0.84 | 0.0016846 | 0.17 | 0.0067383 | 0.67 | 0.0033692 | 0.34 | 0.0016846 | 0.17 | 0.00033692 | 0.03
7.5 | 41 | 0 | 0 | 1 | 40 | 0.81712 | 4.6296 | 1.38 | 1.7977 | 0.00044592 | 2.2 | 0 | 0 | 2236.9463 | 480 | 0.40856 | 2.3148 | 0.89884 | 0.00022296 | 0.20428 | 1.1574 | 0.44942 | 0.00011148 | 0.040856 | 0.23148 | 0.089884 | 2.2296e-05 | 8:13 | 0.13712 | 12.81 | 0.068558 | 6.63 | 0.034279 | 3.37 | 0.0068558 | 0.68 | 0.068558 | 6.63 | 0.034279 | 3.37 | 0.017139 | 1.7 | 0.0034279 | 0.34 | 0.034279 | 3.37 | 0.017139 | 1.7 | 0.0085697 | 0.85 | 0.0017139 | 0.17 | 0.0068558 | 0.68 | 0.0034279 | 0.34 | 0.0017139 | 0.17 | 0.00034279 | 0.03
7.5 | 41 | 0 | 0 | 1 | 40 | 0.82302 | 4.6296 | 1.38 | 1.8106 | 0.00044914 | 2.2 | 0 | 0 | 2249.6309 | 480 | 0.41151 | 2.3148 | 0.90532 | 0.00022457 | 0.20576 | 1.1574 | 0.45266 | 0.00011228 | 0.041151 | 0.23148 | 0.090532 | 2.2457e-05 | 8:14 | 0.13948 | 13.02 | 0.069741 | 6.74 | 0.03487 | 3.43 | 0.0069741 | 0.69 | 0.069741 | 6.74 | 0.03487 | 3.43 | 0.017435 | 1.73 | 0.003487 | 0.35 | 0.03487 | 3.43 | 0.017435 | 1.73 | 0.0087176 | 0.87 | 0.0017435 | 0.17 | 0.0069741 | 0.69 | 0.003487 | 0.35 | 0.0017435 | 0.17 | 0.0003487 | 0.03
7.5 | 41 | 0 | 0 | 1 | 40 | 0.82889 | 4.6296 | 1.38 | 1.8236 | 0.00045234 | 2.2 | 0 | 0 | 2262.2573 | 480 | 0.41445 | 2.3148 | 0.91178 | 0.00022617 | 0.20722 | 1.1574 | 0.45589 | 0.00011309 | 0.041445 | 0.23148 | 0.091178 | 2.2617e-05 | 8:14 | 0.14186 | 13.23 | 0.070932 | 6.85 | 0.035466 | 3.48 | 0.0070932 | 0.71 | 0.070932 | 6.85 | 0.035466 | 3.48 | 0.017733 | 1.76 | 0.0035466 | 0.35 | 0.035466 | 3.48 | 0.017733 | 1.76 | 0.0088665 | 0.88 | 0.0017733 | 0.18 | 0.0070932 | 0.71 | 0.0035466 | 0.35 | 0.0017733 | 0.18 | 0.00035466 | 0.04
7.5 | 41 | 0 | 0 | 1 | 40 | 0.83474 | 4.6296 | 1.38 | 1.8364 | 0.00045553 | 2.2 | 0 | 0 | 2274.8259 | 480 | 0.41737 | 2.3148 | 0.91821 | 0.00022777 | 0.20868 | 1.1574 | 0.45911 | 0.00011388 | 0.041737 | 0.23148 | 0.091821 | 2.2777e-05 | 8:14 | 0.14426 | 13.43 | 0.072132 | 6.96 | 0.036066 | 3.54 | 0.0072132 | 0.72 | 0.072132 | 6.96 | 0.036066 | 3.54 | 0.018033 | 1.79 | 0.0036066 | 0.36 | 0.036066 | 3.54 | 0.018033 | 1.79 | 0.0090165 | 0.9 | 0.0018033 | 0.18 | 0.0072132 | 0.72 | 0.0036066 | 0.36 | 0.0018033 | 0.18 | 0.00036066 | 0.04
7.5 | 41 | 0 | 0 | 1 | 40 | 0.84056 | 4.6296 | 1.38 | 1.8492 | 0.00045871 | 2.2 | 0 | 0 | 2287.3369 | 480 | 0.42028 | 2.3148 | 0.92461 | 0.00022935 | 0.21014 | 1.1574 | 0.46231 | 0.00011468 | 0.042028 | 0.23148 | 0.092461 | 2.2935e-05 | 8:14 | 0.14668 | 13.64 | 0.073341 | 7.07 | 0.03667 | 3.6 | 0.0073341 | 0.73 | 0.073341 | 7.07 | 0.03667 | 3.6 | 0.018335 | 1.82 | 0.003667 | 0.37 | 0.03667 | 3.6 | 0.018335 | 1.82 | 0.0091676 | 0.91 | 0.0018335 | 0.18 | 0.0073341 | 0.73 | 0.003667 | 0.37 | 0.0018335 | 0.18 | 0.0003667 | 0.04
7.5 | 41 | 0 | 0 | 1 | 40 | 0.84635 | 4.6296 | 1.38 | 1.862 | 0.00046187 | 2.2 | 0 | 0 | 2299.7905 | 480 | 0.42317 | 2.3148 | 0.93098 | 0.00023093 | 0.21159 | 1.1574 | 0.46549 | 0.00011547 | 0.042317 | 0.23148 | 0.093098 | 2.3093e-05 | 8:14 | 0.14911 | 13.85 | 0.074557 | 7.18 | 0.037279 | 3.66 | 0.0074557 | 0.74 | 0.074557 | 7.18 | 0.037279 | 3.66 | 0.018639 | 1.85 | 0.0037279 | 0.37 | 0.037279 | 3.66 | 0.018639 | 1.85 | 0.0093196 | 0.93 | 0.0018639 | 0.19 | 0.0074557 | 0.74 | 0.0037279 | 0.37 | 0.0018639 | 0.19 | 0.00037279 | 0.04
7.5 | 41 | 0 | 0 | 1 | 40 | 0.85211 | 4.6296 | 1.38 | 1.8747 | 0.00046501 | 2.2 | 0 | 0 | 2312.1871 | 480 | 0.42606 | 2.3148 | 0.93733 | 0.00023251 | 0.21303 | 1.1574 | 0.46866 | 0.00011625 | 0.042606 | 0.23148 | 0.093733 | 2.3251e-05 | 8:14 | 0.15156 | 14.06 | 0.075782 | 7.3 | 0.037891 | 3.72 | 0.0075782 | 0.75 | 0.075782 | 7.3 | 0.037891 | 3.72 | 0.018946 | 1.88 | 0.0037891 | 0.38 | 0.037891 | 3.72 | 0.018946 | 1.88 | 0.0094728 | 0.94 | 0.0018946 | 0.19 | 0.0075782 | 0.75 | 0.0037891 | 0.38 | 0.0018946 | 0.19 | 0.00037891 | 0.04
7.5 | 41 | 0 | 0 | 1 | 40 | 0.85785 | 4.6296 | 1.38 | 1.8873 | 0.00046815 | 2.2 | 0 | 0 | 2324.5269 | 480 | 0.42893 | 2.3148 | 0.94364 | 0.00023407 | 0.21446 | 1.1574 | 0.47182 | 0.00011704 | 0.042893 | 0.23148 | 0.094364 | 2.3407e-05 | 8:14 | 0.15403 | 14.28 | 0.077015 | 7.41 | 0.038508 | 3.78 | 0.0077015 | 0.77 | 0.077015 | 7.41 | 0.038508 | 3.78 | 0.019254 | 1.91 | 0.0038508 | 0.38 | 0.038508 | 3.78 | 0.019254 | 1.91 | 0.0096269 | 0.96 | 0.0019254 | 0.19 | 0.0077015 | 0.77 | 0.0038508 | 0.38 | 0.0019254 | 0.19 | 0.00038508 | 0.04
7.5 | 41 | 0 | 0 | 1 | 40 | 0.86357 | 4.6296 | 1.38 | 1.8998 | 0.00047126 | 2.2 | 0 | 0 | 2336.81 | 480 | 0.43178 | 2.3148 | 0.94992 | 0.00023563 | 0.21589 | 1.1574 | 0.47496 | 0.00011782 | 0.043178 | 0.23148 | 0.094992 | 2.3563e-05 | 8:14 | 0.15651 | 14.49 | 0.078257 | 7.53 | 0.039128 | 3.84 | 0.0078257 | 0.78 | 0.078257 | 7.53 | 0.039128 | 3.84 | 0.019564 | 1.94 | 0.0039128 | 0.39 | 0.039128 | 3.84 | 0.019564 | 1.94 | 0.0097821 | 0.97 | 0.0019564 | 0.2 | 0.0078257 | 0.78 | 0.0039128 | 0.39 | 0.0019564 | 0.2 | 0.00039128 | 0.04
7.5 | 41 | 0 | 0 | 1 | 40 | 0.86925 | 4.6296 | 1.38 | 1.9124 | 0.00047437 | 2.2 | 0 | 0 | 2349.0369 | 480 | 0.43463 | 2.3148 | 0.95618 | 0.00023718 | 0.21731 | 1.1574 | 0.47809 | 0.00011859 | 0.043463 | 0.23148 | 0.095618 | 2.3718e-05 | 8:15 | 0.15901 | 14.7 | 0.079506 | 7.64 | 0.039753 | 3.9 | 0.0079506 | 0.79 | 0.079506 | 7.64 | 0.039753 | 3.9 | 0.019877 | 1.97 | 0.0039753 | 0.4 | 0.039753 | 3.9 | 0.019877 | 1.97 | 0.0099383 | 0.99 | 0.0019877 | 0.2 | 0.0079506 | 0.79 | 0.0039753 | 0.4 | 0.0019877 | 0.2 | 0.00039753 | 0.04
7.5 | 41 | 0 | 0 | 1 | 40 | 0.87491 | 4.6296 | 1.38 | 1.9248 | 0.00047745 | 2.2 | 0 | 0 | 2361.2078 | 480 | 0.43746 | 2.3148 | 0.9624 | 0.00023873 | 0.21873 | 1.1574 | 0.4812 | 0.00011936 | 0.043746 | 0.23148 | 0.09624 | 2.3873e-05 | 8:15 | 0.16153 | 14.92 | 0.080764 | 7.76 | 0.040382 | 3.96 | 0.0080764 | 0.8 | 0.080764 | 7.76 | 0.040382 | 3.96 | 0.020191 | 2 | 0.0040382 | 0.4 | 0.040382 | 3.96 | 0.020191 | 2 | 0.010095 | 1 | 0.0020191 | 0.2 | 0.0080764 | 0.8 | 0.0040382 | 0.4 | 0.0020191 | 0.2 | 0.00040382 | 0.04
7.5 | 41 | 0 | 0 | 1 | 40 | 0.88055 | 4.6296 | 1.38 | 1.9372 | 0.00048053 | 2.2 | 0 | 0 | 2373.3228 | 480 | 0.44027 | 2.3148 | 0.9686 | 0.00024026 | 0.22014 | 1.1574 | 0.4843 | 0.00012013 | 0.044027 | 0.23148 | 0.09686 | 2.4026e-05 | 8:15 | 0.16406 | 15.13 | 0.08203 | 7.88 | 0.041015 | 4.02 | 0.008203 | 0.82 | 0.08203 | 7.88 | 0.041015 | 4.02 | 0.020507 | 2.03 | 0.0041015 | 0.41 | 0.041015 | 4.02 | 0.020507 | 2.03 | 0.010254 | 1.02 | 0.0020507 | 0.2 | 0.008203 | 0.82 | 0.0041015 | 0.41 | 0.0020507 | 0.2 | 0.00041015 | 0.04
7.5 | 41 | 0 | 0 | 1 | 40 | 0.88615 | 4.6296 | 1.38 | 1.9495 | 0.00048359 | 2.2 | 0 | 0 | 2385.3824 | 480 | 0.44308 | 2.3148 | 0.97477 | 0.00024179 | 0.22154 | 1.1574 | 0.48738 | 0.0001209 | 0.044308 | 0.23148 | 0.097477 | 2.4179e-05 | 8:15 | 0.16661 | 15.35 | 0.083304 | 7.99 | 0.041652 | 4.08 | 0.0083304 | 0.83 | 0.083304 | 7.99 | 0.041652 | 4.08 | 0.020826 | 2.06 | 0.0041652 | 0.42 | 0.041652 | 4.08 | 0.020826 | 2.06 | 0.010413 | 1.04 | 0.0020826 | 0.21 | 0.0083304 | 0.83 | 0.0041652 | 0.42 | 0.0020826 | 0.21 | 0.00041652 | 0.04
7.5 | 41 | 0 | 0 | 1 | 40 | 0.89174 | 4.6296 | 1.38 | 1.9618 | 0.00048664 | 2.2 | 0 | 0 | 2397.3866 | 480 | 0.44587 | 2.3148 | 0.98091 | 0.00024332 | 0.22293 | 1.1574 | 0.49045 | 0.00012166 | 0.044587 | 0.23148 | 0.098091 | 2.4332e-05 | 8:15 | 0.16917 | 15.56 | 0.084585 | 8.11 | 0.042293 | 4.14 | 0.0084585 | 0.84 | 0.084585 | 8.11 | 0.042293 | 4.14 | 0.021146 | 2.09 | 0.0042293 | 0.42 | 0.042293 | 4.14 | 0.021146 | 2.09 | 0.010573 | 1.05 | 0.0021146 | 0.21 | 0.0084585 | 0.84 | 0.0042293 | 0.42 | 0.0021146 | 0.21 | 0.00042293 | 0.04
7.5 | 41 | 0 | 0 | 1 | 40 | 0.89729 | 4.6296 | 1.38 | 1.974 | 0.00048967 | 2.2 | 0 | 0 | 2409.3359 | 480 | 0.44865 | 2.3148 | 0.98702 | 0.00024483 | 0.22432 | 1.1574 | 0.49351 | 0.00012242 | 0.044865 | 0.23148 | 0.098702 | 2.4483e-05 | 8:15 | 0.17175 | 15.78 | 0.085875 | 8.23 | 0.042938 | 4.2 | 0.0085875 | 0.86 | 0.085875 | 8.23 | 0.042938 | 4.2 | 0.021469 | 2.12 | 0.0042938 | 0.43 | 0.042938 | 4.2 | 0.021469 | 2.12 | 0.010734 | 1.07 | 0.0021469 | 0.21 | 0.0085875 | 0.86 | 0.0042938 | 0.43 | 0.0021469 | 0.21 | 0.00042938 | 0.04
7.5 | 41 | 0 | 0 | 1 | 40 | 0.90282 | 4.6296 | 1.38 | 1.9862 | 0.00049269 | 2.2 | 0 | 0 | 2421.2304 | 480 | 0.45141 | 2.3148 | 0.99311 | 0.00024634 | 0.22571 | 1.1574 | 0.49655 | 0.00012317 | 0.045141 | 0.23148 | 0.099311 | 2.4634e-05 | 8:15 | 0.17435 | 16 | 0.087173 | 8.35 | 0.043587 | 4.27 | 0.0087173 | 0.87 | 0.087173 | 8.35 | 0.043587 | 4.27 | 0.021793 | 2.16 | 0.0043587 | 0.43 | 0.043587 | 4.27 | 0.021793 | 2.16 | 0.010897 | 1.08 | 0.0021793 | 0.22 | 0.0087173 | 0.87 | 0.0043587 | 0.43 | 0.0021793 | 0.22 | 0.00043587 | 0.04
7.5 | 41 | 0 | 0 | 1 | 40 | 0.90833 | 4.6296 | 1.38 | 1.9983 | 0.00049569 | 2.2 | 0 | 0 | 2433.0703 | 480 | 0.45417 | 2.3148 | 0.99916 | 0.00024785 | 0.22708 | 1.1574 | 0.49958 | 0.00012392 | 0.045417 | 0.23148 | 0.099916 | 2.4785e-05 | 8:15 | 0.17696 | 16.22 | 0.088479 | 8.47 | 0.044239 | 4.33 | 0.0088479 | 0.88 | 0.088479 | 8.47 | 0.044239 | 4.33 | 0.02212 | 2.19 | 0.0044239 | 0.44 | 0.044239 | 4.33 | 0.02212 | 2.19 | 0.01106 | 1.1 | 0.002212 | 0.22 | 0.0088479 | 0.88 | 0.0044239 | 0.44 | 0.002212 | 0.22 | 0.00044239 | 0.04
7.5 | 41 | 0 | 0 | 1 | 40 | 0.91381 | 4.6296 | 1.38 | 2.0104 | 0.00049868 | 2.2 | 0 | 0 | 2444.856 | 480 | 0.45691 | 2.3148 | 1.0052 | 0.00024934 | 0.22845 | 1.1574 | 0.5026 | 0.00012467 | 0.045691 | 0.23148 | 0.10052 | 2.4934e-05 | 8:16 | 0.17958 | 16.44 | 0.089792 | 8.59 | 0.044896 | 4.39 | 0.0089792 | 0.89 | 0.089792 | 8.59 | 0.044896 | 4.39 | 0.022448 | 2.22 | 0.0044896 | 0.45 | 0.044896 | 4.39 | 0.022448 | 2.22 | 0.011224 | 1.12 | 0.0022448 | 0.22 | 0.0089792 | 0.89 | 0.0044896 | 0.45 | 0.0022448 | 0.22 | 0.00044896 | 0.04
7.5 | 41 | 0 | 0 | 1 | 40 | 0.91927 | 4.6296 | 1.38 | 2.0224 | 0.00050166 | 2.2 | 0 | 0 | 2456.5877 | 480 | 0.45963 | 2.3148 | 1.0112 | 0.00025083 | 0.22982 | 1.1574 | 0.5056 | 0.00012542 | 0.045963 | 0.23148 | 0.10112 | 2.5083e-05 | 8:16 | 0.18223 | 16.66 | 0.091114 | 8.71 | 0.045557 | 4.45 | 0.0091114 | 0.91 | 0.091114 | 8.71 | 0.045557 | 4.45 | 0.022778 | 2.25 | 0.0045557 | 0.45 | 0.045557 | 4.45 | 0.022778 | 2.25 | 0.011389 | 1.13 | 0.0022778 | 0.23 | 0.0091114 | 0.91 | 0.0045557 | 0.45 | 0.0022778 | 0.23 | 0.00045557 | 0.05
7.5 | 41 | 0 | 0 | 1 | 40 | 0.9247 | 4.6296 | 1.38 | 2.0343 | 0.00050462 | 2.2 | 0 | 0 | 2468.2656 | 480 | 0.46235 | 2.3148 | 1.0172 | 0.00025231 | 0.23117 | 1.1574 | 0.50858 | 0.00012616 | 0.046235 | 0.23148 | 0.10172 | 2.5231e-05 | 8:16 | 0.18489 | 16.88 | 0.092443 | 8.83 | 0.046222 | 4.52 | 0.0092443 | 0.92 | 0.092443 | 8.83 | 0.046222 | 4.52 | 0.023111 | 2.28 | 0.0046222 | 0.46 | 0.046222 | 4.52 | 0.023111 | 2.28 | 0.011555 | 1.15 | 0.0023111 | 0.23 | 0.0092443 | 0.92 | 0.0046222 | 0.46 | 0.0023111 | 0.23 | 0.00046222 | 0.05
7.5 | 41 | 0 | 0 | 1 | 40 | 0.9301 | 4.6296 | 1.38 | 2.0462 | 0.00050757 | 2.2 | 0 | 0 | 2479.89 | 480 | 0.46505 | 2.3148 | 1.0231 | 0.00025379 | 0.23253 | 1.1574 | 0.51156 | 0.00012689 | 0.046505 | 0.23148 | 0.10231 | 2.5379e-05 | 8:16 | 0.18756 | 17.1 | 0.09378 | 8.95 | 0.04689 | 4.58 | 0.009378 | 0.93 | 0.09378 | 8.95 | 0.04689 | 4.58 | 0.023445 | 2.32 | 0.004689 | 0.47 | 0.04689 | 4.58 | 0.023445 | 2.32 | 0.011723 | 1.17 | 0.0023445 | 0.23 | 0.009378 | 0.93 | 0.004689 | 0.47 | 0.0023445 | 0.23 | 0.0004689 | 0.05
7.5 | 41 | 0 | 0 | 1 | 40 | 0.93548 | 4.6296 | 1.38 | 2.0581 | 0.00051051 | 2.2 | 0 | 0 | 2491.4611 | 480 | 0.46774 | 2.3148 | 1.029 | 0.00025526 | 0.23387 | 1.1574 | 0.51452 | 0.00012763 | 0.046774 | 0.23148 | 0.1029 | 2.5526e-05 | 8:16 | 0.19025 | 17.32 | 0.095125 | 9.07 | 0.047562 | 4.64 | 0.0095125 | 0.95 | 0.095125 | 9.07 | 0.047562 | 4.64 | 0.023781 | 2.35 | 0.0047562 | 0.47 | 0.047562 | 4.64 | 0.023781 | 2.35 | 0.011891 | 1.18 | 0.0023781 | 0.24 | 0.0095125 | 0.95 | 0.0047562 | 0.47 | 0.0023781 | 0.24 | 0.00047562 | 0.05
7.5 | 41 | 0 | 0 | 1 | 40 | 0.94084 | 4.6296 | 1.38 | 2.0699 | 0.00051343 | 2.2 | 0 | 0 | 2502.9792 | 480 | 0.47042 | 2.3148 | 1.0349 | 0.00025672 | 0.23521 | 1.1574 | 0.51746 | 0.00012836 | 0.047042 | 0.23148 | 0.10349 | 2.5672e-05 | 8:16 | 0.19295 | 17.55 | 0.096477 | 9.2 | 0.048239 | 4.71 | 0.0096477 | 0.96 | 0.096477 | 9.2 | 0.048239 | 4.71 | 0.024119 | 2.38 | 0.0048239 | 0.48 | 0.048239 | 4.71 | 0.024119 | 2.38 | 0.01206 | 1.2 | 0.0024119 | 0.24 | 0.0096477 | 0.96 | 0.0048239 | 0.48 | 0.0024119 | 0.24 | 0.00048239 | 0.05
7.5 | 41 | 0 | 0 | 1 | 40 | 0.94617 | 4.6296 | 1.38 | 2.0816 | 0.00051634 | 2.2 | 0 | 0 | 2514.4445 | 480 | 0.47309 | 2.3148 | 1.0408 | 0.00025817 | 0.23654 | 1.1574 | 0.5204 | 0.00012909 | 0.047309 | 0.23148 | 0.10408 | 2.5817e-05 | 8:16 | 0.19567 | 17.77 | 0.097837 | 9.32 | 0.048919 | 4.77 | 0.0097837 | 0.97 | 0.097837 | 9.32 | 0.048919 | 4.77 | 0.024459 | 2.42 | 0.0048919 | 0.49 | 0.048919 | 4.77 | 0.024459 | 2.42 | 0.01223 | 1.22 | 0.0024459 | 0.24 | 0.0097837 | 0.97 | 0.0048919 | 0.49 | 0.0024459 | 0.24 | 0.00048919 | 0.05
7.5 | 41 | 0 | 0 | 1 | 40 | 0.95148 | 4.6296 | 1.38 | 2.0933 | 0.00051924 | 2.2 | 0 | 0 | 2525.8572 | 480 | 0.47574 | 2.3148 | 1.0466 | 0.00025962 | 0.23787 | 1.1574 | 0.52331 | 0.00012981 | 0.047574 | 0.23148 | 0.10466 | 2.5962e-05 | 8:16 | 0.19841 | 18 | 0.099205 | 9.44 | 0.049603 | 4.84 | 0.0099205 | 0.99 | 0.099205 | 9.44 | 0.049603 | 4.84 | 0.024801 | 2.45 | 0.0049603 | 0.49 | 0.049603 | 4.84 | 0.024801 | 2.45 | 0.012401 | 1.23 | 0.0024801 | 0.25 | 0.0099205 | 0.99 | 0.0049603 | 0.49 | 0.0024801 | 0.25 | 0.00049603 | 0.05
7.5 | 41 | 0 | 0 | 1 | 40 | 0.95676 | 4.6296 | 1.38 | 2.1049 | 0.00052212 | 2.2 | 0 | 0 | 2537.2176 | 480 | 0.47838 | 2.3148 | 1.0524 | 0.00026106 | 0.23919 | 1.1574 | 0.52622 | 0.00013053 | 0.047838 | 0.23148 | 0.10524 | 2.6106e-05 | 8:17 | 0.20116 | 18.22 | 0.10058 | 9.57 | 0.05029 | 4.9 | 0.010058 | 1 | 0.10058 | 9.57 | 0.05029 | 4.9 | 0.025145 | 2.48 | 0.005029 | 0.5 | 0.05029 | 4.9 | 0.025145 | 2.48 | 0.012573 | 1.25 | 0.0025145 | 0.25 | 0.010058 | 1 | 0.005029 | 0.5 | 0.0025145 | 0.25 | 0.0005029 | 0.05
7.5 | 41 | 0 | 0 | 1 | 40 | 0.96202 | 4.6296 | 1.38 | 2.1164 | 0.00052499 | 2.2 | 0 | 0 | 2548.526 | 480 | 0.48101 | 2.3148 | 1.0582 | 0.0002625 | 0.24051 | 1.1574 | 0.52911 | 0.00013125 | 0.048101 | 0.23148 | 0.10582 | 2.625e-05 | 8:17 | 0.20393 | 18.45 | 0.10196 | 9.69 | 0.050982 | 4.97 | 0.010196 | 1.01 | 0.10196 | 9.69 | 0.050982 | 4.97 | 0.025491 | 2.52 | 0.0050982 | 0.51 | 0.050982 | 4.97 | 0.025491 | 2.52 | 0.012745 | 1.27 | 0.0025491 | 0.25 | 0.010196 | 1.01 | 0.0050982 | 0.51 | 0.0025491 | 0.25 | 0.00050982 | 0.05
7.5 | 41 | 0 | 0 | 1 | 40 | 0.96726 | 4.6296 | 1.38 | 2.128 | 0.00052785 | 2.2 | 0 | 0 | 2559.7825 | 480 | 0.48363 | 2.3148 | 1.064 | 0.00026392 | 0.24181 | 1.1574 | 0.53199 | 0.00013196 | 0.048363 | 0.23148 | 0.1064 | 2.6392e-05 | 8:17 | 0.20671 | 18.67 | 0.10335 | 9.82 | 0.051677 | 5.04 | 0.010335 | 1.03 | 0.10335 | 9.82 | 0.051677 | 5.04 | 0.025838 | 2.55 | 0.0051677 | 0.52 | 0.051677 | 5.04 | 0.025838 | 2.55 | 0.012919 | 1.28 | 0.0025838 | 0.26 | 0.010335 | 1.03 | 0.0051677 | 0.52 | 0.0025838 | 0.26 | 0.00051677 | 0.05
7.5 | 41 | 0 | 0 | 1 | 40 | 0.97247 | 4.6296 | 1.38 | 2.1394 | 0.00053069 | 2.2 | 0 | 0 | 2570.9874 | 480 | 0.48623 | 2.3148 | 1.0697 | 0.00026535 | 0.24312 | 1.1574 | 0.53486 | 0.00013267 | 0.048623 | 0.23148 | 0.10697 | 2.6535e-05 | 8:17 | 0.2095 | 18.9 | 0.10475 | 9.95 | 0.052376 | 5.1 | 0.010475 | 1.04 | 0.10475 | 9.95 | 0.052376 | 5.1 | 0.026188 | 2.58 | 0.0052376 | 0.52 | 0.052376 | 5.1 | 0.026188 | 2.58 | 0.013094 | 1.3 | 0.0026188 | 0.26 | 0.010475 | 1.04 | 0.0052376 | 0.52 | 0.0026188 | 0.26 | 0.00052376 | 0.05
7.5 | 41 | 0 | 0 | 1 | 40 | 0.97765 | 4.6296 | 1.38 | 2.1508 | 0.00053352 | 2.2 | 0 | 0 | 2582.141 | 480 | 0.48883 | 2.3148 | 1.0754 | 0.00026676 | 0.24441 | 1.1574 | 0.53771 | 0.00013338 | 0.048883 | 0.23148 | 0.10754 | 2.6676e-05 | 8:17 | 0.21231 | 19.13 | 0.10616 | 10.07 | 0.053079 | 5.17 | 0.010616 | 1.06 | 0.10616 | 10.07 | 0.053079 | 5.17 | 0.026539 | 2.62 | 0.0053079 | 0.53 | 0.053079 | 5.17 | 0.026539 | 2.62 | 0.01327 | 1.32 | 0.0026539 | 0.27 | 0.010616 | 1.06 | 0.0053079 | 0.53 | 0.0026539 | 0.27 | 0.00053079 | 0.05
7.5 | 41 | 0 | 0 | 1 | 40 | 0.98282 | 4.6296 | 1.38 | 2.1622 | 0.00053634 | 2.2 | 0 | 0 | 2593.2435 | 480 | 0.49141 | 2.3148 | 1.0811 | 0.00026817 | 0.2457 | 1.1574 | 0.54055 | 0.00013409 | 0.049141 | 0.23148 | 0.10811 | 2.6817e-05 | 8:17 | 0.21514 | 19.36 | 0.10757 | 10.2 | 0.053785 | 5.24 | 0.010757 | 1.07 | 0.10757 | 10.2 | 0.053785 | 5.24 | 0.026892 | 2.65 | 0.0053785 | 0.54 | 0.053785 | 5.24 | 0.026892 | 2.65 | 0.013446 | 1.34 | 0.0026892 | 0.27 | 0.010757 | 1.07 | 0.0053785 | 0.54 | 0.0026892 | 0.27 | 0.00053785 | 0.05
7.5 | 41 | 0 | 0 | 1 | 40 | 0.98796 | 4.6296 | 1.38 | 2.1735 | 0.00053915 | 2.2 | 0 | 0 | 2604.295 | 480 | 0.49398 | 2.3148 | 1.0868 | 0.00026957 | 0.24699 | 1.1574 | 0.54338 | 0.00013479 | 0.049398 | 0.23148 | 0.10868 | 2.6957e-05 | 8:17 | 0.21798 | 19.59 | 0.10899 | 10.33 | 0.054495 | 5.3 | 0.010899 | 1.08 | 0.10899 | 10.33 | 0.054495 | 5.3 | 0.027248 | 2.69 | 0.0054495 | 0.54 | 0.054495 | 5.3 | 0.027248 | 2.69 | 0.013624 | 1.35 | 0.0027248 | 0.27 | 0.010899 | 1.08 | 0.0054495 | 0.54 | 0.0027248 | 0.27 | 0.00054495 | 0.05
7.5 | 41 | 0 | 0 | 1 | 40 | 0.99307 | 4.6296 | 1.38 | 2.1848 | 0.00054194 | 2.2 | 0 | 0 | 2615.2959 | 480 | 0.49654 | 2.3148 | 1.0924 | 0.00027097 | 0.24827 | 1.1574 | 0.54619 | 0.00013548 | 0.049654 | 0.23148 | 0.10924 | 2.7097e-05 | 8:17 | 0.22084 | 19.82 | 0.11042 | 10.45 | 0.055209 | 5.37 | 0.011042 | 1.1 | 0.11042 | 10.45 | 0.055209 | 5.37 | 0.027604 | 2.72 | 0.0055209 | 0.55 | 0.055209 | 5.37 | 0.027604 | 2.72 | 0.013802 | 1.37 | 0.0027604 | 0.28 | 0.011042 | 1.1 | 0.0055209 | 0.55 | 0.0027604 | 0.28 | 0.00055209 | 0.06
7.5 | 41 | 0 | 0 | 1 | 40 | 0.99816 | 4.6296 | 1.38 | 2.196 | 0.00054472 | 2.2 | 0 | 0 | 2626.2464 | 480 | 0.49908 | 2.3148 | 1.098 | 0.00027236 | 0.24954 | 1.1574 | 0.54899 | 0.00013618 | 0.049908 | 0.23148 | 0.1098 | 2.7236e-05 | 8:18 | 0.22371 | 20.04 | 0.11185 | 10.58 | 0.055926 | 5.44 | 0.011185 | 1.11 | 0.11185 | 10.58 | 0.055926 | 5.44 | 0.027963 | 2.76 | 0.0055926 | 0.56 | 0.055926 | 5.44 | 0.027963 | 2.76 | 0.013982 | 1.39 | 0.0027963 | 0.28 | 0.011185 | 1.11 | 0.0055926 | 0.56 | 0.0027963 | 0.28 | 0.00055926 | 0.06
7.5 | 41 | 0 | 0 | 1 | 40 | 1.0032 | 4.6296 | 1.38 | 2.2071 | 0.00054748 | 2.2 | 0 | 0 | 2637.1467 | 480 | 0.50162 | 2.3148 | 1.1036 | 0.00027374 | 0.25081 | 1.1574 | 0.55178 | 0.00013687 | 0.050162 | 0.23148 | 0.11036 | 2.7374e-05 | 8:18 | 0.22659 | 20.28 | 0.11329 | 10.71 | 0.056647 | 5.51 | 0.011329 | 1.13 | 0.11329 | 10.71 | 0.056647 | 5.51 | 0.028324 | 2.79 | 0.0056647 | 0.56 | 0.056647 | 5.51 | 0.028324 | 2.79 | 0.014162 | 1.41 | 0.0028324 | 0.28 | 0.011329 | 1.13 | 0.0056647 | 0.56 | 0.0028324 | 0.28 | 0.00056647 | 0.06
7.5 | 41 | 0 | 0 | 1 | 40 | 1.0083 | 4.6296 | 1.38 | 2.2182 | 0.00055024 | 2.2 | 0 | 0 | 2647.9971 | 480 | 0.50414 | 2.3148 | 1.1091 | 0.00027512 | 0.25207 | 1.1574 | 0.55455 | 0.00013756 | 0.050414 | 0.23148 | 0.11091 | 2.7512e-05 | 8:18 | 0.22949 | 20.51 | 0.11474 | 10.84 | 0.057372 | 5.58 | 0.011474 | 1.14 | 0.11474 | 10.84 | 0.057372 | 5.58 | 0.028686 | 2.83 | 0.0057372 | 0.57 | 0.057372 | 5.58 | 0.028686 | 2.83 | 0.014343 | 1.42 | 0.0028686 | 0.29 | 0.011474 | 1.14 | 0.0057372 | 0.57 | 0.0028686 | 0.29 | 0.00057372 | 0.06
7.5 | 41 | 0 | 0 | 1 | 40 | 1.0133 | 4.6296 | 1.38 | 2.2293 | 0.00055298 | 2.2 | 0 | 0 | 2658.7977 | 480 | 0.50665 | 2.3148 | 1.1146 | 0.00027649 | 0.25333 | 1.1574 | 0.55732 | 0.00013824 | 0.050665 | 0.23148 | 0.11146 | 2.7649e-05 | 8:18 | 0.2324 | 20.74 | 0.1162 | 10.97 | 0.0581 | 5.64 | 0.01162 | 1.16 | 0.1162 | 10.97 | 0.0581 | 5.64 | 0.02905 | 2.86 | 0.00581 | 0.58 | 0.0581 | 5.64 | 0.02905 | 2.86 | 0.014525 | 1.44 | 0.002905 | 0.29 | 0.01162 | 1.16 | 0.00581 | 0.58 | 0.002905 | 0.29 | 0.000581 | 0.06
7.5 | 41 | 0 | 0 | 1 | 40 | 1.0183 | 4.6296 | 1.38 | 2.2403 | 0.00055571 | 2.2 | 0 | 0 | 2669.5488 | 480 | 0.50915 | 2.3148 | 1.1201 | 0.00027785 | 0.25458 | 1.1574 | 0.56007 | 0.00013893 | 0.050915 | 0.23148 | 0.11201 | 2.7785e-05 | 8:18 | 0.23533 | 20.97 | 0.11766 | 11.1 | 0.058832 | 5.71 | 0.011766 | 1.17 | 0.11766 | 11.1 | 0.058832 | 5.71 | 0.029416 | 2.9 | 0.0058832 | 0.59 | 0.058832 | 5.71 | 0.029416 | 2.9 | 0.014708 | 1.46 | 0.0029416 | 0.29 | 0.011766 | 1.17 | 0.0058832 | 0.59 | 0.0029416 | 0.29 | 0.00058832 | 0.06
7.5 | 41 | 0 | 0 | 1 | 40 | 1.0233 | 4.6296 | 1.38 | 2.2512 | 0.00055842 | 2.2 | 0 | 0 | 2680.2507 | 480 | 0.51164 | 2.3148 | 1.1256 | 0.00027921 | 0.25582 | 1.1574 | 0.5628 | 0.00013961 | 0.051164 | 0.23148 | 0.11256 | 2.7921e-05 | 8:18 | 0.23827 | 21.2 | 0.11914 | 11.23 | 0.059568 | 5.78 | 0.011914 | 1.18 | 0.11914 | 11.23 | 0.059568 | 5.78 | 0.029784 | 2.93 | 0.0059568 | 0.59 | 0.059568 | 5.78 | 0.029784 | 2.93 | 0.014892 | 1.48 | 0.0029784 | 0.3 | 0.011914 | 1.18 | 0.0059568 | 0.59 | 0.0029784 | 0.3 | 0.00059568 | 0.06
7.5 | 41 | 0 | 0 | 1 | 40 | 1.0282 | 4.6296 | 1.38 | 2.2621 | 0.00056112 | 2.2 | 0 | 0 | 2690.9034 | 480 | 0.51412 | 2.3148 | 1.1311 | 0.00028056 | 0.25706 | 1.1574 | 0.56553 | 0.00014028 | 0.051412 | 0.23148 | 0.11311 | 2.8056e-05 | 8:18 | 0.24123 | 21.43 | 0.12061 | 11.36 | 0.060307 | 5.85 | 0.012061 | 1.2 | 0.12061 | 11.36 | 0.060307 | 5.85 | 0.030153 | 2.97 | 0.0060307 | 0.6 | 0.060307 | 5.85 | 0.030153 | 2.97 | 0.015077 | 1.5 | 0.0030153 | 0.3 | 0.012061 | 1.2 | 0.0060307 | 0.6 | 0.0030153 | 0.3 | 0.00060307 | 0.06
7.5 | 41 | 0 | 0 | 1 | 40 | 1.0332 | 4.6296 | 1.38 | 2.273 | 0.00056382 | 2.2 | 0 | 0 | 2701.5074 | 480 | 0.51658 | 2.3148 | 1.1365 | 0.00028191 | 0.25829 | 1.1574 | 0.56824 | 0.00014095 | 0.051658 | 0.23148 | 0.11365 | 2.8191e-05 | 8:18 | 0.2442 | 21.67 | 0.1221 | 11.49 | 0.061049 | 5.92 | 0.01221 | 1.21 | 0.1221 | 11.49 | 0.061049 | 5.92 | 0.030525 | 3.01 | 0.0061049 | 0.61 | 0.061049 | 5.92 | 0.030525 | 3.01 | 0.015262 | 1.51 | 0.0030525 | 0.3 | 0.01221 | 1.21 | 0.0061049 | 0.61 | 0.0030525 | 0.3 | 0.00061049 | 0.06
7.5 | 41 | 0 | 0 | 1 | 40 | 1.0381 | 4.6296 | 1.38 | 2.2838 | 0.00056649 | 2.2 | 0 | 0 | 2712.0628 | 480 | 0.51904 | 2.3148 | 1.1419 | 0.00028325 | 0.25952 | 1.1574 | 0.57094 | 0.00014162 | 0.051904 | 0.23148 | 0.11419 | 2.8325e-05 | 8:19 | 0.24718 | 21.9 | 0.12359 | 11.63 | 0.061796 | 5.99 | 0.012359 | 1.23 | 0.12359 | 11.63 | 0.061796 | 5.99 | 0.030898 | 3.04 | 0.0061796 | 0.62 | 0.061796 | 5.99 | 0.030898 | 3.04 | 0.015449 | 1.53 | 0.0030898 | 0.31 | 0.012359 | 1.23 | 0.0061796 | 0.62 | 0.0030898 | 0.31 | 0.00061796 | 0.06
7.5 | 41 | 0 | 0 | 1 | 40 | 1.043 | 4.6296 | 1.38 | 2.2945 | 0.00056916 | 2.2 | 0 | 0 | 2722.5697 | 480 | 0.52148 | 2.3148 | 1.1473 | 0.00028458 | 0.26074 | 1.1574 | 0.57363 | 0.00014229 | 0.052148 | 0.23148 | 0.11473 | 2.8458e-05 | 8:19 | 0.25018 | 22.13 | 0.12509 | 11.76 | 0.062545 | 6.06 | 0.012509 | 1.24 | 0.12509 | 11.76 | 0.062545 | 6.06 | 0.031273 | 3.08 | 0.0062545 | 0.62 | 0.062545 | 6.06 | 0.031273 | 3.08 | 0.015636 | 1.55 | 0.0031273 | 0.31 | 0.012509 | 1.24 | 0.0062545 | 0.62 | 0.0031273 | 0.31 | 0.00062545 | 0.06
7.5 | 41 | 0 | 0 | 1 | 40 | 1.0478 | 4.6296 | 1.38 | 2.3052 | 0.00057181 | 2.2 | 0 | 0 | 2733.0286 | 480 | 0.52391 | 2.3148 | 1.1526 | 0.00028591 | 0.26196 | 1.1574 | 0.5763 | 0.00014295 | 0.052391 | 0.23148 | 0.11526 | 2.8591e-05 | 8:19 | 0.25319 | 22.37 | 0.1266 | 11.89 | 0.063298 | 6.13 | 0.01266 | 1.26 | 0.1266 | 11.89 | 0.063298 | 6.13 | 0.031649 | 3.12 | 0.0063298 | 0.63 | 0.063298 | 6.13 | 0.031649 | 3.12 | 0.015825 | 1.57 | 0.0031649 | 0.32 | 0.01266 | 1.26 | 0.0063298 | 0.63 | 0.0031649 | 0.32 | 0.00063298 | 0.06
7.5 | 41 | 0 | 0 | 1 | 40 | 1.0527 | 4.6296 | 1.38 | 2.3159 | 0.00057446 | 2.2 | 0 | 0 | 2743.4395 | 480 | 0.52633 | 2.3148 | 1.1579 | 0.00028723 | 0.26317 | 1.1574 | 0.57896 | 0.00014361 | 0.052633 | 0.23148 | 0.11579 | 2.8723e-05 | 8:19 | 0.25622 | 22.6 | 0.12811 | 12.02 | 0.064055 | 6.2 | 0.012811 | 1.27 | 0.12811 | 12.02 | 0.064055 | 6.2 | 0.032027 | 3.15 | 0.0064055 | 0.64 | 0.064055 | 6.2 | 0.032027 | 3.15 | 0.016014 | 1.59 | 0.0032027 | 0.32 | 0.012811 | 1.27 | 0.0064055 | 0.64 | 0.0032027 | 0.32 | 0.00064055 | 0.06
7.5 | 41 | 0 | 0 | 1 | 40 | 1.0575 | 4.6296 | 1.38 | 2.3265 | 0.00057709 | 2.2 | 0 | 0 | 2753.8026 | 480 | 0.52874 | 2.3148 | 1.1632 | 0.00028854 | 0.26437 | 1.1574 | 0.58162 | 0.00014427 | 0.052874 | 0.23148 | 0.11632 | 2.8854e-05 | 8:19 | 0.25926 | 22.84 | 0.12963 | 12.16 | 0.064815 | 6.28 | 0.012963 | 1.29 | 0.12963 | 12.16 | 0.064815 | 6.28 | 0.032407 | 3.19 | 0.0064815 | 0.65 | 0.064815 | 6.28 | 0.032407 | 3.19 | 0.016204 | 1.61 | 0.0032407 | 0.32 | 0.012963 | 1.29 | 0.0064815 | 0.65 | 0.0032407 | 0.32 | 0.00064815 | 0.06
7.5 | 41 | 0 | 0 | 1 | 40 | 1.0623 | 4.6296 | 1.38 | 2.337 | 0.0005797 | 2.2 | 0 | 0 | 2764.1183 | 480 | 0.53114 | 2.3148 | 1.1685 | 0.00028985 | 0.26557 | 1.1574 | 0.58425 | 0.00014493 | 0.053114 | 0.23148 | 0.11685 | 2.8985e-05 | 8:19 | 0.26231 | 23.07 | 0.13116 | 12.29 | 0.065578 | 6.35 | 0.013116 | 1.3 | 0.13116 | 12.29 | 0.065578 | 6.35 | 0.032789 | 3.23 | 0.0065578 | 0.65 | 0.065578 | 6.35 | 0.032789 | 3.23 | 0.016395 | 1.63 | 0.0032789 | 0.33 | 0.013116 | 1.3 | 0.0065578 | 0.65 | 0.0032789 | 0.33 | 0.00065578 | 0.07
7.5 | 41 | 0 | 0 | 1 | 40 | 1.0671 | 4.6296 | 1.38 | 2.3475 | 0.00058231 | 2.2 | 0 | 0 | 2774.3867 | 480 | 0.53353 | 2.3148 | 1.1738 | 0.00029116 | 0.26676 | 1.1574 | 0.58688 | 0.00014558 | 0.053353 | 0.23148 | 0.11738 | 2.9116e-05 | 8:19 | 0.26538 | 23.31 | 0.13269 | 12.43 | 0.066345 | 6.42 | 0.013269 | 1.32 | 0.13269 | 12.43 | 0.066345 | 6.42 | 0.033173 | 3.26 | 0.0066345 | 0.66 | 0.066345 | 6.42 | 0.033173 | 3.26 | 0.016586 | 1.64 | 0.0033173 | 0.33 | 0.013269 | 1.32 | 0.0066345 | 0.66 | 0.0033173 | 0.33 | 0.00066345 | 0.07
7.5 | 41 | 0 | 0 | 1 | 40 | 1.0718 | 4.6296 | 1.38 | 2.358 | 0.0005849 | 2.2 | 0 | 0 | 2784.608 | 480 | 0.5359 | 2.3148 | 1.179 | 0.00029245 | 0.26795 | 1.1574 | 0.58949 | 0.00014623 | 0.05359 | 0.23148 | 0.1179 | 2.9245e-05 | 8:19 | 0.26846 | 23.54 | 0.13423 | 12.56 | 0.067116 | 6.49 | 0.013423 | 1.33 | 0.13423 | 12.56 | 0.067116 | 6.49 | 0.033558 | 3.3 | 0.0067116 | 0.67 | 0.067116 | 6.49 | 0.033558 | 3.3 | 0.016779 | 1.66 | 0.0033558 | 0.34 | 0.013423 | 1.33 | 0.0067116 | 0.67 | 0.0033558 | 0.34 | 0.00067116 | 0.07
7.5 | 41 | 0 | 0 | 1 | 40 | 1.0765 | 4.6296 | 1.38 | 2.3684 | 0.00058749 | 2.2 | 0 | 0 | 2794.7825 | 480 | 0.53827 | 2.3148 | 1.1842 | 0.00029374 | 0.26913 | 1.1574 | 0.5921 | 0.00014687 | 0.053827 | 0.23148 | 0.11842 | 2.9374e-05 | 8:20 | 0.27156 | 23.78 | 0.13578 | 12.7 | 0.067889 | 6.56 | 0.013578 | 1.35 | 0.13578 | 12.7 | 0.067889 | 6.56 | 0.033945 | 3.34 | 0.0067889 | 0.68 | 0.067889 | 6.56 | 0.033945 | 3.34 | 0.016972 | 1.68 | 0.0033945 | 0.34 | 0.013578 | 1.35 | 0.0067889 | 0.68 | 0.0033945 | 0.34 | 0.00067889 | 0.07
7.5 | 41 | 0 | 0 | 1 | 40 | 1.0812 | 4.6296 | 1.38 | 2.3787 | 0.00059006 | 2.2 | 0 | 0 | 2804.9104 | 480 | 0.54062 | 2.3148 | 1.1894 | 0.00029503 | 0.27031 | 1.1574 | 0.59469 | 0.00014751 | 0.054062 | 0.23148 | 0.11894 | 2.9503e-05 | 8:20 | 0.27467 | 24.02 | 0.13733 | 12.83 | 0.068667 | 6.64 | 0.013733 | 1.36 | 0.13733 | 12.83 | 0.068667 | 6.64 | 0.034333 | 3.38 | 0.0068667 | 0.68 | 0.068667 | 6.64 | 0.034333 | 3.38 | 0.017167 | 1.7 | 0.0034333 | 0.34 | 0.013733 | 1.36 | 0.0068667 | 0.68 | 0.0034333 | 0.34 | 0.00068667 | 0.07
7.5 | 41 | 0 | 0 | 1 | 40 | 1.0859 | 4.6296 | 1.38 | 2.3891 | 0.00059261 | 2.2 | 0 | 0 | 2814.9918 | 480 | 0.54297 | 2.3148 | 1.1945 | 0.00029631 | 0.27148 | 1.1574 | 0.59727 | 0.00014815 | 0.054297 | 0.23148 | 0.11945 | 2.9631e-05 | 8:20 | 0.27779 | 24.25 | 0.13889 | 12.97 | 0.069447 | 6.71 | 0.013889 | 1.38 | 0.13889 | 12.97 | 0.069447 | 6.71 | 0.034724 | 3.41 | 0.0069447 | 0.69 | 0.069447 | 6.71 | 0.034724 | 3.41 | 0.017362 | 1.72 | 0.0034724 | 0.35 | 0.013889 | 1.38 | 0.0069447 | 0.69 | 0.0034724 | 0.35 | 0.00069447 | 0.07
7.5 | 41 | 0 | 0 | 1 | 40 | 1.0906 | 4.6296 | 1.38 | 2.3993 | 0.00059516 | 2.2 | 0 | 0 | 2825.027 | 480 | 0.5453 | 2.3148 | 1.1997 | 0.00029758 | 0.27265 | 1.1574 | 0.59983 | 0.00014879 | 0.05453 | 0.23148 | 0.11997 | 2.9758e-05 | 8:20 | 0.28092 | 24.49 | 0.14046 | 13.1 | 0.070231 | 6.78 | 0.014046 | 1.39 | 0.14046 | 13.1 | 0.070231 | 6.78 | 0.035116 | 3.45 | 0.0070231 | 0.7 | 0.070231 | 6.78 | 0.035116 | 3.45 | 0.017558 | 1.74 | 0.0035116 | 0.35 | 0.014046 | 1.39 | 0.0070231 | 0.7 | 0.0035116 | 0.35 | 0.00070231 | 0.07
7.5 | 41 | 0 | 0 | 1 | 40 | 1.0952 | 4.6296 | 1.38 | 2.4095 | 0.0005977 | 2.2 | 0 | 0 | 2835.0162 | 480 | 0.54762 | 2.3148 | 1.2048 | 0.00029885 | 0.27381 | 1.1574 | 0.60239 | 0.00014942 | 0.054762 | 0.23148 | 0.12048 | 2.9885e-05 | 8:20 | 0.28407 | 24.73 | 0.14204 | 13.24 | 0.071018 | 6.86 | 0.014204 | 1.41 | 0.14204 | 13.24 | 0.071018 | 6.86 | 0.035509 | 3.49 | 0.0071018 | 0.71 | 0.071018 | 6.86 | 0.035509 | 3.49 | 0.017755 | 1.76 | 0.0035509 | 0.35 | 0.014204 | 1.41 | 0.0071018 | 0.71 | 0.0035509 | 0.35 | 0.00071018 | 0.07
7.5 | 41 | 0 | 0 | 1 | 40 | 1.0999 | 4.6296 | 1.38 | 2.4197 | 0.00060022 | 2.2 | 0 | 0 | 2844.9597 | 480 | 0.54994 | 2.3148 | 1.2099 | 0.00030011 | 0.27497 | 1.1574 | 0.60493 | 0.00015005 | 0.054994 | 0.23148 | 0.12099 | 3.0011e-05 | 8:20 | 0.28724 | 24.97 | 0.14362 | 13.38 | 0.071809 | 6.93 | 0.014362 | 1.43 | 0.14362 | 13.38 | 0.071809 | 6.93 | 0.035904 | 3.53 | 0.0071809 | 0.72 | 0.071809 | 6.93 | 0.035904 | 3.53 | 0.017952 | 1.78 | 0.0035904 | 0.36 | 0.014362 | 1.43 | 0.0071809 | 0.72 | 0.0035904 | 0.36 | 0.00071809 | 0.07
7.5 | 41 | 0 | 0 | 1 | 40 | 1.1045 | 4.6296 | 1.38 | 2.4298 | 0.00060273 | 2.2 | 0 | 0 | 2854.8575 | 480 | 0.55224 | 2.3148 | 1.2149 | 0.00030137 | 0.27612 | 1.1574 | 0.60746 | 0.00015068 | 0.055224 | 0.23148 | 0.12149 | 3.0137e-05 | 8:20 | 0.29041 | 25.2 | 0.14521 | 13.52 | 0.072603 | 7 | 0.014521 | 1.44 | 0.14521 | 13.52 | 0.072603 | 7 | 0.036301 | 3.57 | 0.0072603 | 0.72 | 0.072603 | 7 | 0.036301 | 3.57 | 0.018151 | 1.8 | 0.0036301 | 0.36 | 0.014521 | 1.44 | 0.0072603 | 0.72 | 0.0036301 | 0.36 | 0.00072603 | 0.07
7.5 | 41 | 0 | 0 | 1 | 40 | 1.1091 | 4.6296 | 1.38 | 2.4399 | 0.00060523 | 2.2 | 0 | 0 | 2864.7101 | 480 | 0.55453 | 2.3148 | 1.22 | 0.00030262 | 0.27726 | 1.1574 | 0.60998 | 0.00015131 | 0.055453 | 0.23148 | 0.122 | 3.0262e-05 | 8:20 | 0.2936 | 25.44 | 0.1468 | 13.65 | 0.0734 | 7.08 | 0.01468 | 1.46 | 0.1468 | 13.65 | 0.0734 | 7.08 | 0.0367 | 3.6 | 0.00734 | 0.73 | 0.0734 | 7.08 | 0.0367 | 3.6 | 0.01835 | 1.82 | 0.00367 | 0.37 | 0.01468 | 1.46 | 0.00734 | 0.73 | 0.00367 | 0.37 | 0.000734 | 0.07
7.5 | 41 | 0 | 0 | 1 | 40 | 1.1136 | 4.6296 | 1.38 | 2.45 | 0.00060772 | 2.2 | 0 | 0 | 2874.5174 | 480 | 0.55681 | 2.3148 | 1.225 | 0.00030386 | 0.2784 | 1.1574 | 0.61249 | 0.00015193 | 0.055681 | 0.23148 | 0.1225 | 3.0386e-05 | 8:21 | 0.2968 | 25.68 | 0.1484 | 13.79 | 0.0742 | 7.15 | 0.01484 | 1.47 | 0.1484 | 13.79 | 0.0742 | 7.15 | 0.0371 | 3.64 | 0.00742 | 0.74 | 0.0742 | 7.15 | 0.0371 | 3.64 | 0.01855 | 1.84 | 0.00371 | 0.37 | 0.01484 | 1.47 | 0.00742 | 0.74 | 0.00371 | 0.37 | 0.000742 | 0.07
7.5 | 41 | 0 | 0 | 1 | 40 | 1.1182 | 4.6296 | 1.38 | 2.4599 | 0.0006102 | 2.2 | 0 | 0 | 2884.2798 | 480 | 0.55908 | 2.3148 | 1.23 | 0.0003051 | 0.27954 | 1.1574 | 0.61499 | 0.00015255 | 0.055908 | 0.23148 | 0.123 | 3.051e-05 | 8:21 | 0.30002 | 25.92 | 0.15001 | 13.93 | 0.075004 | 7.23 | 0.015001 | 1.49 | 0.15001 | 13.93 | 0.075004 | 7.23 | 0.037502 | 3.68 | 0.0075004 | 0.75 | 0.075004 | 7.23 | 0.037502 | 3.68 | 0.018751 | 1.86 | 0.0037502 | 0.37 | 0.015001 | 1.49 | 0.0075004 | 0.75 | 0.0037502 | 0.37 | 0.00075004 | 0.07
7.5 | 41 | 0 | 0 | 1 | 40 | 1.1227 | 4.6296 | 1.38 | 2.4699 | 0.00061266 | 2.2 | 0 | 0 | 2893.9974 | 480 | 0.56134 | 2.3148 | 1.2349 | 0.00030633 | 0.28067 | 1.1574 | 0.61747 | 0.00015317 | 0.056134 | 0.23148 | 0.12349 | 3.0633e-05 | 8:21 | 0.30324 | 26.16 | 0.15162 | 14.07 | 0.075811 | 7.3 | 0.015162 | 1.5 | 0.15162 | 14.07 | 0.075811 | 7.3 | 0.037905 | 3.72 | 0.0075811 | 0.76 | 0.075811 | 7.3 | 0.037905 | 3.72 | 0.018953 | 1.88 | 0.0037905 | 0.38 | 0.015162 | 1.5 | 0.0075811 | 0.76 | 0.0037905 | 0.38 | 0.00075811 | 0.08
7.5 | 41 | 0 | 0 | 1 | 40 | 1.1272 | 4.6296 | 1.38 | 2.4798 | 0.00061512 | 2.2 | 0 | 0 | 2903.6706 | 480 | 0.56359 | 2.3148 | 1.2399 | 0.00030756 | 0.28179 | 1.1574 | 0.61995 | 0.00015378 | 0.056359 | 0.23148 | 0.12399 | 3.0756e-05 | 8:21 | 0.30648 | 26.4 | 0.15324 | 14.21 | 0.076621 | 7.38 | 0.015324 | 1.52 | 0.15324 | 14.21 | 0.076621 | 7.38 | 0.03831 | 3.76 | 0.0076621 | 0.76 | 0.076621 | 7.38 | 0.03831 | 3.76 | 0.019155 | 1.9 | 0.003831 | 0.38 | 0.015324 | 1.52 | 0.0076621 | 0.76 | 0.003831 | 0.38 | 0.00076621 | 0.08
7.5 | 41 | 0 | 0 | 1 | 40 | 1.1317 | 4.6296 | 1.38 | 2.4896 | 0.00061756 | 2.2 | 0 | 0 | 2913.2993 | 480 | 0.56583 | 2.3148 | 1.2448 | 0.00030878 | 0.28291 | 1.1574 | 0.62241 | 0.00015439 | 0.056583 | 0.23148 | 0.12448 | 3.0878e-05 | 8:21 | 0.30974 | 26.64 | 0.15487 | 14.35 | 0.077434 | 7.45 | 0.015487 | 1.54 | 0.15487 | 14.35 | 0.077434 | 7.45 | 0.038717 | 3.8 | 0.0077434 | 0.77 | 0.077434 | 7.45 | 0.038717 | 3.8 | 0.019359 | 1.92 | 0.0038717 | 0.39 | 0.015487 | 1.54 | 0.0077434 | 0.77 | 0.0038717 | 0.39 | 0.00077434 | 0.08
7.5 | 41 | 0 | 0 | 1 | 40 | 1.1361 | 4.6296 | 1.38 | 2.4994 | 0.00061999 | 2.2 | 0 | 0 | 2922.884 | 480 | 0.56805 | 2.3148 | 1.2497 | 0.00031 | 0.28403 | 1.1574 | 0.62486 | 0.000155 | 0.056805 | 0.23148 | 0.12497 | 3.1e-05 | 8:21 | 0.313 | 26.88 | 0.1565 | 14.49 | 0.078251 | 7.53 | 0.01565 | 1.55 | 0.1565 | 14.49 | 0.078251 | 7.53 | 0.039125 | 3.84 | 0.0078251 | 0.78 | 0.078251 | 7.53 | 0.039125 | 3.84 | 0.019563 | 1.94 | 0.0039125 | 0.39 | 0.01565 | 1.55 | 0.0078251 | 0.78 | 0.0039125 | 0.39 | 0.00078251 | 0.08
7.5 | 41 | 0 | 0 | 1 | 40 | 1.1405 | 4.6296 | 1.38 | 2.5092 | 0.00062242 | 2.2 | 0 | 0 | 2932.4247 | 480 | 0.57027 | 2.3148 | 1.2546 | 0.00031121 | 0.28514 | 1.1574 | 0.6273 | 0.0001556 | 0.057027 | 0.23148 | 0.12546 | 3.1121e-05 | 8:21 | 0.31628 | 27.11 | 0.15814 | 14.63 | 0.079071 | 7.6 | 0.015814 | 1.57 | 0.15814 | 14.63 | 0.079071 | 7.6 | 0.039535 | 3.88 | 0.0079071 | 0.79 | 0.079071 | 7.6 | 0.039535 | 3.88 | 0.019768 | 1.96 | 0.0039535 | 0.39 | 0.015814 | 1.57 | 0.0079071 | 0.79 | 0.0039535 | 0.39 | 0.00079071 | 0.08
7.5 | 41 | 0 | 0 | 1 | 40 | 1.145 | 4.6296 | 1.38 | 2.5189 | 0.00062483 | 2.2 | 0 | 0 | 2941.9217 | 480 | 0.57248 | 2.3148 | 1.2595 | 0.00031241 | 0.28624 | 1.1574 | 0.62973 | 0.00015621 | 0.057248 | 0.23148 | 0.12595 | 3.1241e-05 | 8:21 | 0.31957 | 27.35 | 0.15979 | 14.77 | 0.079894 | 7.68 | 0.015979 | 1.59 | 0.15979 | 14.77 | 0.079894 | 7.68 | 0.039947 | 3.92 | 0.0079894 | 0.8 | 0.079894 | 7.68 | 0.039947 | 3.92 | 0.019973 | 1.98 | 0.0039947 | 0.4 | 0.015979 | 1.59 | 0.0079894 | 0.8 | 0.0039947 | 0.4 | 0.00079894 | 0.08
7.5 | 41 | 0 | 0 | 1 | 40 | 1.1494 | 4.6296 | 1.38 | 2.5286 | 0.00062722 | 2.2 | 0 | 0 | 2951.3752 | 480 | 0.57468 | 2.3148 | 1.2643 | 0.00031361 | 0.28734 | 1.1574 | 0.63215 | 0.00015681 | 0.057468 | 0.23148 | 0.12643 | 3.1361e-05 | 8:22 | 0.32288 | 27.59 | 0.16144 | 14.91 | 0.08072 | 7.75 | 0.016144 | 1.6 | 0.16144 | 14.91 | 0.08072 | 7.75 | 0.04036 | 3.96 | 0.008072 | 0.8 | 0.08072 | 7.75 | 0.04036 | 3.96 | 0.02018 | 2 | 0.004036 | 0.4 | 0.016144 | 1.6 | 0.008072 | 0.8 | 0.004036 | 0.4 | 0.0008072 | 0.08
7.5 | 41 | 0 | 0 | 1 | 40 | 1.1537 | 4.6296 | 1.38 | 2.5382 | 0.00062961 | 2.2 | 0 | 0 | 2960.7853 | 480 | 0.57687 | 2.3148 | 1.2691 | 0.00031481 | 0.28843 | 1.1574 | 0.63455 | 0.0001574 | 0.057687 | 0.23148 | 0.12691 | 3.1481e-05 | 8:22 | 0.3262 | 27.83 | 0.1631 | 15.05 | 0.081549 | 7.83 | 0.01631 | 1.62 | 0.1631 | 15.05 | 0.081549 | 7.83 | 0.040774 | 4 | 0.0081549 | 0.81 | 0.081549 | 7.83 | 0.040774 | 4 | 0.020387 | 2.02 | 0.0040774 | 0.41 | 0.01631 | 1.62 | 0.0081549 | 0.81 | 0.0040774 | 0.41 | 0.00081549 | 0.08
7.5 | 41 | 0 | 0 | 1 | 40 | 1.1581 | 4.6296 | 1.38 | 2.5478 | 0.00063199 | 2.2 | 0 | 0 | 2970.1523 | 480 | 0.57904 | 2.3148 | 1.2739 | 0.00031599 | 0.28952 | 1.1574 | 0.63695 | 0.000158 | 0.057904 | 0.23148 | 0.12739 | 3.1599e-05 | 8:22 | 0.32953 | 28.07 | 0.16476 | 15.19 | 0.082381 | 7.91 | 0.016476 | 1.63 | 0.16476 | 15.19 | 0.082381 | 7.91 | 0.041191 | 4.04 | 0.0082381 | 0.82 | 0.082381 | 7.91 | 0.041191 | 4.04 | 0.020595 | 2.04 | 0.0041191 | 0.41 | 0.016476 | 1.63 | 0.0082381 | 0.82 | 0.0041191 | 0.41 | 0.00082381 | 0.08
7.5 | 41 | 0 | 0 | 1 | 40 | 1.1624 | 4.6296 | 1.38 | 2.5573 | 0.00063436 | 2.2 | 0 | 0 | 2979.4764 | 480 | 0.58121 | 2.3148 | 1.2787 | 0.00031718 | 0.29061 | 1.1574 | 0.63933 | 0.00015859 | 0.058121 | 0.23148 | 0.12787 | 3.1718e-05 | 8:22 | 0.33287 | 28.31 | 0.16643 | 15.33 | 0.083217 | 7.98 | 0.016643 | 1.65 | 0.16643 | 15.33 | 0.083217 | 7.98 | 0.041608 | 4.08 | 0.0083217 | 0.83 | 0.083217 | 7.98 | 0.041608 | 4.08 | 0.020804 | 2.06 | 0.0041608 | 0.42 | 0.016643 | 1.65 | 0.0083217 | 0.83 | 0.0041608 | 0.42 | 0.00083217 | 0.08
7.5 | 41 | 0 | 0 | 1 | 40 | 1.1667 | 4.6296 | 1.38 | 2.5668 | 0.00063671 | 2.2 | 0 | 0 | 2988.7577 | 480 | 0.58337 | 2.3148 | 1.2834 | 0.00031836 | 0.29169 | 1.1574 | 0.64171 | 0.00015918 | 0.058337 | 0.23148 | 0.12834 | 3.1836e-05 | 8:22 | 0.33622 | 28.55 | 0.16811 | 15.47 | 0.084055 | 8.06 | 0.016811 | 1.67 | 0.16811 | 15.47 | 0.084055 | 8.06 | 0.042028 | 4.12 | 0.0084055 | 0.84 | 0.084055 | 8.06 | 0.042028 | 4.12 | 0.021014 | 2.08 | 0.0042028 | 0.42 | 0.016811 | 1.67 | 0.0084055 | 0.84 | 0.0042028 | 0.42 | 0.00084055 | 0.08
7.5 | 41 | 0 | 0 | 1 | 40 | 1.171 | 4.6296 | 1.38 | 2.5763 | 0.00063906 | 2.2 | 0 | 0 | 2997.9965 | 480 | 0.58552 | 2.3148 | 1.2881 | 0.00031953 | 0.29276 | 1.1574 | 0.64407 | 0.00015976 | 0.058552 | 0.23148 | 0.12881 | 3.1953e-05 | 8:22 | 0.33959 | 28.79 | 0.16979 | 15.62 | 0.084897 | 8.14 | 0.016979 | 1.68 | 0.16979 | 15.62 | 0.084897 | 8.14 | 0.042449 | 4.16 | 0.0084897 | 0.85 | 0.084897 | 8.14 | 0.042449 | 4.16 | 0.021224 | 2.1 | 0.0042449 | 0.42 | 0.016979 | 1.68 | 0.0084897 | 0.85 | 0.0042449 | 0.42 | 0.00084897 | 0.08
7.5 | 41 | 0 | 0 | 1 | 40 | 1.1753 | 4.6296 | 1.38 | 2.5857 | 0.00064139 | 2.2 | 0 | 0 | 3007.1929 | 480 | 0.58766 | 2.3148 | 1.2928 | 0.00032069 | 0.29383 | 1.1574 | 0.64642 | 0.00016035 | 0.058766 | 0.23148 | 0.12928 | 3.2069e-05 | 8:22 | 0.34297 | 29.03 | 0.17148 | 15.76 | 0.085742 | 8.22 | 0.017148 | 1.7 | 0.17148 | 15.76 | 0.085742 | 8.22 | 0.042871 | 4.2 | 0.0085742 | 0.85 | 0.085742 | 8.22 | 0.042871 | 4.2 | 0.021435 | 2.12 | 0.0042871 | 0.43 | 0.017148 | 1.7 | 0.0085742 | 0.85 | 0.0042871 | 0.43 | 0.00085742 | 0.09
7.5 | 41 | 0 | 0 | 1 | 40 | 1.1796 | 4.6296 | 1.38 | 2.5951 | 0.00064371 | 2.2 | 0 | 0 | 3016.3472 | 480 | 0.58979 | 2.3148 | 1.2975 | 0.00032186 | 0.29489 | 1.1574 | 0.64876 | 0.00016093 | 0.058979 | 0.23148 | 0.12975 | 3.2186e-05 | 8:22 | 0.34636 | 29.27 | 0.17318 | 15.9 | 0.08659 | 8.29 | 0.017318 | 1.72 | 0.17318 | 15.9 | 0.08659 | 8.29 | 0.043295 | 4.24 | 0.008659 | 0.86 | 0.08659 | 8.29 | 0.043295 | 4.24 | 0.021647 | 2.14 | 0.0043295 | 0.43 | 0.017318 | 1.72 | 0.008659 | 0.86 | 0.0043295 | 0.43 | 0.0008659 | 0.09
7.5 | 41 | 0 | 0 | 1 | 40 | 1.1838 | 4.6296 | 1.38 | 2.6044 | 0.00064602 | 2.2 | 0 | 0 | 3025.4596 | 480 | 0.5919 | 2.3148 | 1.3022 | 0.00032301 | 0.29595 | 1.1574 | 0.65109 | 0.00016151 | 0.05919 | 0.23148 | 0.13022 | 3.2301e-05 | 8:23 | 0.34976 | 29.51 | 0.17488 | 16.04 | 0.087441 | 8.37 | 0.017488 | 1.73 | 0.17488 | 16.04 | 0.087441 | 8.37 | 0.04372 | 4.28 | 0.0087441 | 0.87 | 0.087441 | 8.37 | 0.04372 | 4.28 | 0.02186 | 2.16 | 0.004372 | 0.44 | 0.017488 | 1.73 | 0.0087441 | 0.87 | 0.004372 | 0.44 | 0.00087441 | 0.09
7.5 | 41 | 0 | 0 | 1 | 40 | 1.188 | 4.6296 | 1.38 | 2.6137 | 0.00064833 | 2.2 | 0 | 0 | 3034.5302 | 480 | 0.59401 | 2.3148 | 1.3068 | 0.00032416 | 0.29701 | 1.1574 | 0.65341 | 0.00016208 | 0.059401 | 0.23148 | 0.13068 | 3.2416e-05 | 8:23 | 0.35318 | 29.75 | 0.17659 | 16.19 | 0.088294 | 8.45 | 0.017659 | 1.75 | 0.17659 | 16.19 | 0.088294 | 8.45 | 0.044147 | 4.32 | 0.0088294 | 0.88 | 0.088294 | 8.45 | 0.044147 | 4.32 | 0.022074 | 2.18 | 0.0044147 | 0.44 | 0.017659 | 1.75 | 0.0088294 | 0.88 | 0.0044147 | 0.44 | 0.00088294 | 0.09
7.5 | 41 | 0 | 0 | 1 | 40 | 1.1922 | 4.6296 | 1.38 | 2.6229 | 0.00065062 | 2.2 | 0 | 0 | 3043.5592 | 480 | 0.59611 | 2.3148 | 1.3114 | 0.00032531 | 0.29806 | 1.1574 | 0.65572 | 0.00016265 | 0.059611 | 0.23148 | 0.13114 | 3.2531e-05 | 8:23 | 0.35661 | 30 | 0.1783 | 16.33 | 0.089151 | 8.53 | 0.01783 | 1.77 | 0.1783 | 16.33 | 0.089151 | 8.53 | 0.044576 | 4.36 | 0.0089151 | 0.89 | 0.089151 | 8.53 | 0.044576 | 4.36 | 0.022288 | 2.2 | 0.0044576 | 0.44 | 0.01783 | 1.77 | 0.0089151 | 0.89 | 0.0044576 | 0.44 | 0.00089151 | 0.09
7.5 | 41 | 0 | 0 | 1 | 40 | 1.1964 | 4.6296 | 1.38 | 2.6321 | 0.0006529 | 2.2 | 0 | 0 | 3052.5468 | 480 | 0.5982 | 2.3148 | 1.316 | 0.00032645 | 0.2991 | 1.1574 | 0.65802 | 0.00016322 | 0.05982 | 0.23148 | 0.1316 | 3.2645e-05 | 8:23 | 0.36004 | 30.24 | 0.18002 | 16.47 | 0.090011 | 8.61 | 0.018002 | 1.78 | 0.18002 | 16.47 | 0.090011 | 8.61 | 0.045006 | 4.4 | 0.0090011 | 0.9 | 0.090011 | 8.61 | 0.045006 | 4.4 | 0.022503 | 2.23 | 0.0045006 | 0.45 | 0.018002 | 1.78 | 0.0090011 | 0.9 | 0.0045006 | 0.45 | 0.00090011 | 0.09
7.5 | 41 | 0 | 0 | 1 | 40 | 1.2006 | 4.6296 | 1.38 | 2.6412 | 0.00065517 | 2.2 | 0 | 0 | 3061.4932 | 480 | 0.60028 | 2.3148 | 1.3206 | 0.00032758 | 0.30014 | 1.1574 | 0.66031 | 0.00016379 | 0.060028 | 0.23148 | 0.13206 | 3.2758e-05 | 8:23 | 0.3635 | 30.48 | 0.18175 | 16.62 | 0.090874 | 8.69 | 0.018175 | 1.8 | 0.18175 | 16.62 | 0.090874 | 8.69 | 0.045437 | 4.44 | 0.0090874 | 0.9 | 0.090874 | 8.69 | 0.045437 | 4.44 | 0.022719 | 2.25 | 0.0045437 | 0.45 | 0.018175 | 1.8 | 0.0090874 | 0.9 | 0.0045437 | 0.45 | 0.00090874 | 0.09
7.5 | 41 | 0 | 0 | 1 | 40 | 1.2047 | 4.6296 | 1.38 | 2.6504 | 0.00065743 | 2.2 | 0 | 0 | 3070.3986 | 480 | 0.60235 | 2.3148 | 1.3252 | 0.00032871 | 0.30118 | 1.1574 | 0.66259 | 0.00016436 | 0.060235 | 0.23148 | 0.13252 | 3.2871e-05 | 8:23 | 0.36696 | 30.72 | 0.18348 | 16.76 | 0.09174 | 8.77 | 0.018348 | 1.82 | 0.18348 | 16.76 | 0.09174 | 8.77 | 0.04587 | 4.48 | 0.009174 | 0.91 | 0.09174 | 8.77 | 0.04587 | 4.48 | 0.022935 | 2.27 | 0.004587 | 0.46 | 0.018348 | 1.82 | 0.009174 | 0.91 | 0.004587 | 0.46 | 0.0009174 | 0.09
7.5 | 41 | 0 | 0 | 1 | 40 | 1.2088 | 4.6296 | 1.38 | 2.6594 | 0.00065968 | 2.2 | 0 | 0 | 3079.2633 | 480 | 0.60441 | 2.3148 | 1.3297 | 0.00032984 | 0.30221 | 1.1574 | 0.66486 | 0.00016492 | 0.060441 | 0.23148 | 0.13297 | 3.2984e-05 | 8:23 | 0.37044 | 30.96 | 0.18522 | 16.91 | 0.092609 | 8.85 | 0.018522 | 1.84 | 0.18522 | 16.91 | 0.092609 | 8.85 | 0.046304 | 4.52 | 0.0092609 | 0.92 | 0.092609 | 8.85 | 0.046304 | 4.52 | 0.023152 | 2.29 | 0.0046304 | 0.46 | 0.018522 | 1.84 | 0.0092609 | 0.92 | 0.0046304 | 0.46 | 0.00092609 | 0.09
7.5 | 41 | 0 | 0 | 1 | 40 | 1.2129 | 4.6296 | 1.38 | 2.6684 | 0.00066192 | 2.2 | 0 | 0 | 3088.0872 | 480 | 0.60647 | 2.3148 | 1.3342 | 0.00033096 | 0.30323 | 1.1574 | 0.66711 | 0.00016548 | 0.060647 | 0.23148 | 0.13342 | 3.3096e-05 | 8:23 | 0.37392 | 31.2 | 0.18696 | 17.05 | 0.093481 | 8.92 | 0.018696 | 1.85 | 0.18696 | 17.05 | 0.093481 | 8.92 | 0.04674 | 4.57 | 0.0093481 | 0.93 | 0.093481 | 8.92 | 0.04674 | 4.57 | 0.02337 | 2.31 | 0.004674 | 0.47 | 0.018696 | 1.85 | 0.0093481 | 0.93 | 0.004674 | 0.47 | 0.00093481 | 0.09
7.5 | 41 | 0 | 0 | 1 | 40 | 1.217 | 4.6296 | 1.38 | 2.6774 | 0.00066415 | 2.2 | 0 | 0 | 3096.8708 | 480 | 0.60851 | 2.3148 | 1.3387 | 0.00033207 | 0.30425 | 1.1574 | 0.66936 | 0.00016604 | 0.060851 | 0.23148 | 0.13387 | 3.3207e-05 | 8:24 | 0.37742 | 31.44 | 0.18871 | 17.2 | 0.094355 | 9 | 0.018871 | 1.87 | 0.18871 | 17.2 | 0.094355 | 9 | 0.047178 | 4.61 | 0.0094355 | 0.94 | 0.094355 | 9 | 0.047178 | 4.61 | 0.023589 | 2.33 | 0.0047178 | 0.47 | 0.018871 | 1.87 | 0.0094355 | 0.94 | 0.0047178 | 0.47 | 0.00094355 | 0.09
7.5 | 41 | 0 | 0 | 1 | 40 | 1.2211 | 4.6296 | 1.38 | 2.6864 | 0.00066637 | 2.2 | 0 | 0 | 3105.614 | 480 | 0.61054 | 2.3148 | 1.3432 | 0.00033318 | 0.30527 | 1.1574 | 0.67159 | 0.00016659 | 0.061054 | 0.23148 | 0.13432 | 3.3318e-05 | 8:24 | 0.38093 | 31.68 | 0.19047 | 17.34 | 0.095233 | 9.08 | 0.019047 | 1.89 | 0.19047 | 17.34 | 0.095233 | 9.08 | 0.047617 | 4.65 | 0.0095233 | 0.95 | 0.095233 | 9.08 | 0.047617 | 4.65 | 0.023808 | 2.35 | 0.0047617 | 0.48 | 0.019047 | 1.89 | 0.0095233 | 0.95 | 0.0047617 | 0.48 | 0.00095233 | 0.1
7.5 | 41 | 0 | 0 | 1 | 40 | 1.2251 | 4.6296 | 1.38 | 2.6953 | 0.00066857 | 2.2 | 0 | 0 | 3114.3172 | 480 | 0.61256 | 2.3148 | 1.3476 | 0.00033429 | 0.30628 | 1.1574 | 0.67382 | 0.00016714 | 0.061256 | 0.23148 | 0.13476 | 3.3429e-05 | 8:24 | 0.38445 | 31.92 | 0.19223 | 17.49 | 0.096114 | 9.16 | 0.019223 | 1.9 | 0.19223 | 17.49 | 0.096114 | 9.16 | 0.048057 | 4.69 | 0.0096114 | 0.96 | 0.096114 | 9.16 | 0.048057 | 4.69 | 0.024028 | 2.37 | 0.0048057 | 0.48 | 0.019223 | 1.9 | 0.0096114 | 0.96 | 0.0048057 | 0.48 | 0.00096114 | 0.1
7.5 | 41 | 0 | 0 | 1 | 40 | 1.2292 | 4.6296 | 1.38 | 2.7041 | 0.00067077 | 2.2 | 0 | 0 | 3122.9806 | 480 | 0.61458 | 2.3148 | 1.3521 | 0.00033539 | 0.30729 | 1.1574 | 0.67604 | 0.00016769 | 0.061458 | 0.23148 | 0.13521 | 3.3539e-05 | 8:24 | 0.38799 | 32.16 | 0.19399 | 17.63 | 0.096997 | 9.24 | 0.019399 | 1.92 | 0.19399 | 17.63 | 0.096997 | 9.24 | 0.048499 | 4.73 | 0.0096997 | 0.97 | 0.096997 | 9.24 | 0.048499 | 4.73 | 0.024249 | 2.4 | 0.0048499 | 0.48 | 0.019399 | 1.92 | 0.0096997 | 0.97 | 0.0048499 | 0.48 | 0.00096997 | 0.1
7.5 | 41 | 0 | 0 | 1 | 40 | 1.2332 | 4.6296 | 1.38 | 2.713 | 0.00067296 | 2.2 | 0 | 0 | 3131.6042 | 480 | 0.61658 | 2.3148 | 1.3565 | 0.00033648 | 0.30829 | 1.1574 | 0.67824 | 0.00016824 | 0.061658 | 0.23148 | 0.13565 | 3.3648e-05 | 8:24 | 0.39153 | 32.4 | 0.19577 | 17.78 | 0.097883 | 9.32 | 0.019577 | 1.94 | 0.19577 | 17.78 | 0.097883 | 9.32 | 0.048942 | 4.78 | 0.0097883 | 0.97 | 0.097883 | 9.32 | 0.048942 | 4.78 | 0.024471 | 2.42 | 0.0048942 | 0.49 | 0.019577 | 1.94 | 0.0097883 | 0.97 | 0.0048942 | 0.49 | 0.00097883 | 0.1
7.5 | 41 | 0 | 0 | 1 | 40 | 1.2372 | 4.6296 | 1.38 | 2.7217 | 0.00067514 | 2.2 | 0 | 0 | 3140.1883 | 480 | 0.61858 | 2.3148 | 1.3609 | 0.00033757 | 0.30929 | 1.1574 | 0.68044 | 0.00016878 | 0.061858 | 0.23148 | 0.13609 | 3.3757e-05 | 8:24 | 0.39509 | 32.64 | 0.19755 | 17.93 | 0.098773 | 9.41 | 0.019755 | 1.96 | 0.19755 | 17.93 | 0.098773 | 9.41 | 0.049386 | 4.82 | 0.0098773 | 0.98 | 0.098773 | 9.41 | 0.049386 | 4.82 | 0.024693 | 2.44 | 0.0049386 | 0.49 | 0.019755 | 1.96 | 0.0098773 | 0.98 | 0.0049386 | 0.49 | 0.00098773 | 0.1
7.5 | 41 | 0 | 0 | 1 | 40 | 1.2411 | 4.6296 | 1.38 | 2.7305 | 0.00067731 | 2.2 | 0 | 0 | 3148.733 | 480 | 0.62057 | 2.3148 | 1.3652 | 0.00033865 | 0.31028 | 1.1574 | 0.68262 | 0.00016933 | 0.062057 | 0.23148 | 0.13652 | 3.3865e-05 | 8:24 | 0.39866 | 32.88 | 0.19933 | 18.07 | 0.099665 | 9.49 | 0.019933 | 1.97 | 0.19933 | 18.07 | 0.099665 | 9.49 | 0.049832 | 4.86 | 0.0099665 | 0.99 | 0.099665 | 9.49 | 0.049832 | 4.86 | 0.024916 | 2.46 | 0.0049832 | 0.5 | 0.019933 | 1.97 | 0.0099665 | 0.99 | 0.0049832 | 0.5 | 0.00099665 | 0.1
7.5 | 41 | 0 | 0 | 1 | 40 | 1.2451 | 4.6296 | 1.38 | 2.7392 | 0.00067947 | 2.2 | 0 | 0 | 3157.2386 | 480 | 0.62254 | 2.3148 | 1.3696 | 0.00033973 | 0.31127 | 1.1574 | 0.6848 | 0.00016987 | 0.062254 | 0.23148 | 0.13696 | 3.3973e-05 | 8:24 | 0.40224 | 33.12 | 0.20112 | 18.22 | 0.10056 | 9.57 | 0.020112 | 1.99 | 0.20112 | 18.22 | 0.10056 | 9.57 | 0.05028 | 4.9 | 0.010056 | 1 | 0.10056 | 9.57 | 0.05028 | 4.9 | 0.02514 | 2.48 | 0.005028 | 0.5 | 0.020112 | 1.99 | 0.010056 | 1 | 0.005028 | 0.5 | 0.0010056 | 0.1
7.5 | 41 | 0 | 0 | 1 | 40 | 1.249 | 4.6296 | 1.38 | 2.7479 | 0.00068161 | 2.2 | 0 | 0 | 3165.7052 | 480 | 0.62451 | 2.3148 | 1.3739 | 0.00034081 | 0.31226 | 1.1574 | 0.68696 | 0.0001704 | 0.062451 | 0.23148 | 0.13739 | 3.4081e-05 | 8:25 | 0.40583 | 33.36 | 0.20291 | 18.37 | 0.10146 | 9.65 | 0.020291 | 2.01 | 0.20291 | 18.37 | 0.10146 | 9.65 | 0.050729 | 4.95 | 0.010146 | 1.01 | 0.10146 | 9.65 | 0.050729 | 4.95 | 0.025364 | 2.5 | 0.0050729 | 0.51 | 0.020291 | 2.01 | 0.010146 | 1.01 | 0.0050729 | 0.51 | 0.0010146 | 0.1
7.5 | 41 | 0 | 0 | 1 | 40 | 1.2529 | 4.6296 | 1.38 | 2.7565 | 0.00068375 | 2.2 | 0 | 0 | 3174.1329 | 480 | 0.62647 | 2.3148 | 1.3782 | 0.00034188 | 0.31324 | 1.1574 | 0.68912 | 0.00017094 | 0.062647 | 0.23148 | 0.13782 | 3.4188e-05 | 8:25 | 0.40943 | 33.6 | 0.20472 | 18.51 | 0.10236 | 9.73 | 0.020472 | 2.03 | 0.20472 | 18.51 | 0.10236 | 9.73 | 0.051179 | 4.99 | 0.010236 | 1.02 | 0.10236 | 9.73 | 0.051179 | 4.99 | 0.025589 | 2.53 | 0.0051179 | 0.51 | 0.020472 | 2.03 | 0.010236 | 1.02 | 0.0051179 | 0.51 | 0.0010236 | 0.1
7.5 | 41 | 0 | 0 | 1 | 40 | 1.2568 | 4.6296 | 1.38 | 2.7651 | 0.00068588 | 2.2 | 0 | 0 | 3182.5221 | 480 | 0.62842 | 2.3148 | 1.3825 | 0.00034294 | 0.31421 | 1.1574 | 0.69126 | 0.00017147 | 0.062842 | 0.23148 | 0.13825 | 3.4294e-05 | 8:25 | 0.41304 | 33.84 | 0.20652 | 18.66 | 0.10326 | 9.81 | 0.020652 | 2.04 | 0.20652 | 18.66 | 0.10326 | 9.81 | 0.051631 | 5.03 | 0.010326 | 1.03 | 0.10326 | 9.81 | 0.051631 | 5.03 | 0.025815 | 2.55 | 0.0051631 | 0.51 | 0.020652 | 2.04 | 0.010326 | 1.03 | 0.0051631 | 0.51 | 0.0010326 | 0.1
7.5 | 41 | 0 | 0 | 1 | 40 | 1.2607 | 4.6296 | 1.38 | 2.7736 | 0.000688 | 2.2 | 0 | 0 | 3190.8728 | 480 | 0.63036 | 2.3148 | 1.3868 | 0.000344 | 0.31518 | 1.1574 | 0.6934 | 0.000172 | 0.063036 | 0.23148 | 0.13868 | 3.44e-05 | 8:25 | 0.41667 | 34.08 | 0.20833 | 18.81 | 0.10417 | 9.89 | 0.020833 | 2.06 | 0.20833 | 18.81 | 0.10417 | 9.89 | 0.052084 | 5.08 | 0.010417 | 1.04 | 0.10417 | 9.89 | 0.052084 | 5.08 | 0.026042 | 2.57 | 0.0052084 | 0.52 | 0.020833 | 2.06 | 0.010417 | 1.04 | 0.0052084 | 0.52 | 0.0010417 | 0.1
7.5 | 41 | 0 | 0 | 1 | 40 | 1.2646 | 4.6296 | 1.38 | 2.7821 | 0.00069011 | 2.2 | 0 | 0 | 3199.1853 | 480 | 0.6323 | 2.3148 | 1.3911 | 0.00034506 | 0.31615 | 1.1574 | 0.69553 | 0.00017253 | 0.06323 | 0.23148 | 0.13911 | 3.4506e-05 | 8:25 | 0.42031 | 34.32 | 0.21015 | 18.95 | 0.10508 | 9.97 | 0.021015 | 2.08 | 0.21015 | 18.95 | 0.10508 | 9.97 | 0.052538 | 5.12 | 0.010508 | 1.05 | 0.10508 | 9.97 | 0.052538 | 5.12 | 0.026269 | 2.59 | 0.0052538 | 0.52 | 0.021015 | 2.08 | 0.010508 | 1.05 | 0.0052538 | 0.52 | 0.0010508 | 0.11
7.5 | 41 | 0 | 0 | 1 | 40 | 1.2684 | 4.6296 | 1.38 | 2.7906 | 0.00069221 | 2.2 | 0 | 0 | 3207.4596 | 480 | 0.63422 | 2.3148 | 1.3953 | 0.0003461 | 0.31711 | 1.1574 | 0.69764 | 0.00017305 | 0.063422 | 0.23148 | 0.13953 | 3.461e-05 | 8:25 | 0.42395 | 34.55 | 0.21198 | 19.1 | 0.10599 | 10.06 | 0.021198 | 2.1 | 0.21198 | 19.1 | 0.10599 | 10.06 | 0.052994 | 5.16 | 0.010599 | 1.05 | 0.10599 | 10.06 | 0.052994 | 5.16 | 0.026497 | 2.61 | 0.0052994 | 0.53 | 0.021198 | 2.1 | 0.010599 | 1.05 | 0.0052994 | 0.53 | 0.0010599 | 0.11
7.5 | 41 | 0 | 0 | 1 | 40 | 1.2723 | 4.6296 | 1.38 | 2.799 | 0.0006943 | 2.2 | 0 | 0 | 3215.696 | 480 | 0.63613 | 2.3148 | 1.3995 | 0.00034715 | 0.31807 | 1.1574 | 0.69975 | 0.00017357 | 0.063613 | 0.23148 | 0.13995 | 3.4715e-05 | 8:25 | 0.42761 | 34.79 | 0.2138 | 19.25 | 0.1069 | 10.14 | 0.02138 | 2.12 | 0.2138 | 19.25 | 0.1069 | 10.14 | 0.053451 | 5.2 | 0.01069 | 1.06 | 0.1069 | 10.14 | 0.053451 | 5.2 | 0.026726 | 2.64 | 0.0053451 | 0.53 | 0.02138 | 2.12 | 0.01069 | 1.06 | 0.0053451 | 0.53 | 0.001069 | 0.11
7.5 | 41 | 0 | 0 | 1 | 40 | 1.2761 | 4.6296 | 1.38 | 2.8074 | 0.00069638 | 2.2 | 0 | 0 | 3223.8947 | 480 | 0.63804 | 2.3148 | 1.4037 | 0.00034819 | 0.31902 | 1.1574 | 0.70184 | 0.0001741 | 0.063804 | 0.23148 | 0.14037 | 3.4819e-05 | 8:25 | 0.43128 | 35.03 | 0.21564 | 19.4 | 0.10782 | 10.22 | 0.021564 | 2.13 | 0.21564 | 19.4 | 0.10782 | 10.22 | 0.05391 | 5.25 | 0.010782 | 1.07 | 0.10782 | 10.22 | 0.05391 | 5.25 | 0.026955 | 2.66 | 0.005391 | 0.54 | 0.021564 | 2.13 | 0.010782 | 1.07 | 0.005391 | 0.54 | 0.0010782 | 0.11
7.5 | 41 | 0 | 0 | 1 | 40 | 1.2799 | 4.6296 | 1.38 | 2.8157 | 0.00069845 | 2.2 | 0 | 0 | 3232.0557 | 480 | 0.63994 | 2.3148 | 1.4079 | 0.00034923 | 0.31997 | 1.1574 | 0.70393 | 0.00017461 | 0.063994 | 0.23148 | 0.14079 | 3.4923e-05 | 8:26 | 0.43496 | 35.27 | 0.21748 | 19.55 | 0.10874 | 10.3 | 0.021748 | 2.15 | 0.21748 | 19.55 | 0.10874 | 10.3 | 0.05437 | 5.29 | 0.010874 | 1.08 | 0.10874 | 10.3 | 0.05437 | 5.29 | 0.027185 | 2.68 | 0.005437 | 0.54 | 0.021748 | 2.15 | 0.010874 | 1.08 | 0.005437 | 0.54 | 0.0010874 | 0.11
7.5 | 41 | 0 | 0 | 1 | 40 | 1.2837 | 4.6296 | 1.38 | 2.824 | 0.00070051 | 2.2 | 0 | 0 | 3240.1794 | 480 | 0.64183 | 2.3148 | 1.412 | 0.00035026 | 0.32091 | 1.1574 | 0.70601 | 0.00017513 | 0.064183 | 0.23148 | 0.1412 | 3.5026e-05 | 8:26 | 0.43865 | 35.51 | 0.21932 | 19.69 | 0.10966 | 10.39 | 0.021932 | 2.17 | 0.21932 | 19.69 | 0.10966 | 10.39 | 0.054831 | 5.34 | 0.010966 | 1.09 | 0.10966 | 10.39 | 0.054831 | 5.34 | 0.027416 | 2.7 | 0.0054831 | 0.55 | 0.021932 | 2.17 | 0.010966 | 1.09 | 0.0054831 | 0.55 | 0.0010966 | 0.11
7.5 | 41 | 0 | 0 | 1 | 40 | 1.2874 | 4.6296 | 1.38 | 2.8323 | 0.00070256 | 2.2 | 0 | 0 | 3248.2659 | 480 | 0.64371 | 2.3148 | 1.4162 | 0.00035128 | 0.32185 | 1.1574 | 0.70808 | 0.00017564 | 0.064371 | 0.23148 | 0.14162 | 3.5128e-05 | 8:26 | 0.44235 | 35.75 | 0.22117 | 19.84 | 0.11059 | 10.47 | 0.022117 | 2.19 | 0.22117 | 19.84 | 0.11059 | 10.47 | 0.055294 | 5.38 | 0.011059 | 1.1 | 0.11059 | 10.47 | 0.055294 | 5.38 | 0.027647 | 2.73 | 0.0055294 | 0.55 | 0.022117 | 2.19 | 0.011059 | 1.1 | 0.0055294 | 0.55 | 0.0011059 | 0.11
7.5 | 41 | 0 | 0 | 1 | 40 | 1.2912 | 4.6296 | 1.38 | 2.8405 | 0.00070461 | 2.2 | 0 | 0 | 3256.3153 | 480 | 0.64558 | 2.3148 | 1.4203 | 0.0003523 | 0.32279 | 1.1574 | 0.71014 | 0.00017615 | 0.064558 | 0.23148 | 0.14203 | 3.523e-05 | 8:26 | 0.44606 | 35.99 | 0.22303 | 19.99 | 0.11152 | 10.55 | 0.022303 | 2.21 | 0.22303 | 19.99 | 0.11152 | 10.55 | 0.055758 | 5.42 | 0.011152 | 1.11 | 0.11152 | 10.55 | 0.055758 | 5.42 | 0.027879 | 2.75 | 0.0055758 | 0.56 | 0.022303 | 2.21 | 0.011152 | 1.11 | 0.0055758 | 0.56 | 0.0011152 | 0.11
7.5 | 41 | 0 | 0 | 1 | 40 | 1.2949 | 4.6296 | 1.38 | 2.8487 | 0.00070664 | 2.2 | 0 | 0 | 3264.3277 | 480 | 0.64744 | 2.3148 | 1.4244 | 0.00035332 | 0.32372 | 1.1574 | 0.71219 | 0.00017666 | 0.064744 | 0.23148 | 0.14244 | 3.5332e-05 | 8:26 | 0.44978 | 36.22 | 0.22489 | 20.14 | 0.11245 | 10.64 | 0.022489 | 2.22 | 0.22489 | 20.14 | 0.11245 | 10.64 | 0.056223 | 5.47 | 0.011245 | 1.12 | 0.11245 | 10.64 | 0.056223 | 5.47 | 0.028112 | 2.77 | 0.0056223 | 0.56 | 0.022489 | 2.22 | 0.011245 | 1.12 | 0.0056223 | 0.56 | 0.0011245 | 0.11
7.5 | 41 | 0 | 0 | 1 | 40 | 1.2986 | 4.6296 | 1.38 | 2.8569 | 0.00070866 | 2.2 | 0 | 0 | 3272.3035 | 480 | 0.6493 | 2.3148 | 1.4285 | 0.00035433 | 0.32465 | 1.1574 | 0.71423 | 0.00017717 | 0.06493 | 0.23148 | 0.14285 | 3.5433e-05 | 8:26 | 0.45352 | 36.46 | 0.22676 | 20.29 | 0.11338 | 10.72 | 0.022676 | 2.24 | 0.22676 | 20.29 | 0.11338 | 10.72 | 0.05669 | 5.51 | 0.011338 | 1.13 | 0.11338 | 10.72 | 0.05669 | 5.51 | 0.028345 | 2.79 | 0.005669 | 0.57 | 0.022676 | 2.24 | 0.011338 | 1.13 | 0.005669 | 0.57 | 0.0011338 | 0.11
7.5 | 41 | 0 | 0 | 1 | 40 | 1.3023 | 4.6296 | 1.38 | 2.865 | 0.00071068 | 2.2 | 0 | 0 | 3280.2427 | 480 | 0.65114 | 2.3148 | 1.4325 | 0.00035534 | 0.32557 | 1.1574 | 0.71626 | 0.00017767 | 0.065114 | 0.23148 | 0.14325 | 3.5534e-05 | 8:26 | 0.45726 | 36.7 | 0.22863 | 20.44 | 0.11432 | 10.8 | 0.022863 | 2.26 | 0.22863 | 20.44 | 0.11432 | 10.8 | 0.057158 | 5.56 | 0.011432 | 1.14 | 0.11432 | 10.8 | 0.057158 | 5.56 | 0.028579 | 2.82 | 0.0057158 | 0.57 | 0.022863 | 2.26 | 0.011432 | 1.14 | 0.0057158 | 0.57 | 0.0011432 | 0.11
7.5 | 41 | 0 | 0 | 1 | 40 | 1.306 | 4.6296 | 1.38 | 2.8731 | 0.00071268 | 2.2 | 0 | 0 | 3288.1455 | 480 | 0.65298 | 2.3148 | 1.4366 | 0.00035634 | 0.32649 | 1.1574 | 0.71828 | 0.00017817 | 0.065298 | 0.23148 | 0.14366 | 3.5634e-05 | 8:26 | 0.46102 | 36.94 | 0.23051 | 20.59 | 0.11525 | 10.89 | 0.023051 | 2.28 | 0.23051 | 20.59 | 0.11525 | 10.89 | 0.057627 | 5.6 | 0.011525 | 1.15 | 0.11525 | 10.89 | 0.057627 | 5.6 | 0.028814 | 2.84 | 0.0057627 | 0.57 | 0.023051 | 2.28 | 0.011525 | 1.15 | 0.0057627 | 0.57 | 0.0011525 | 0.12
7.5 | 41 | 0 | 0 | 1 | 40 | 1.3096 | 4.6296 | 1.38 | 2.8812 | 0.00071468 | 2.2 | 0 | 0 | 3296.0121 | 480 | 0.65481 | 2.3148 | 1.4406 | 0.00035734 | 0.3274 | 1.1574 | 0.72029 | 0.00017867 | 0.065481 | 0.23148 | 0.14406 | 3.5734e-05 | 8:27 | 0.46478 | 37.17 | 0.23239 | 20.74 | 0.1162 | 10.97 | 0.023239 | 2.3 | 0.23239 | 20.74 | 0.1162 | 10.97 | 0.058098 | 5.64 | 0.01162 | 1.16 | 0.1162 | 10.97 | 0.058098 | 5.64 | 0.029049 | 2.86 | 0.0058098 | 0.58 | 0.023239 | 2.3 | 0.01162 | 1.16 | 0.0058098 | 0.58 | 0.001162 | 0.12
7.5 | 41 | 0 | 0 | 1 | 40 | 1.3133 | 4.6296 | 1.38 | 2.8892 | 0.00071667 | 2.2 | 0 | 0 | 3303.8427 | 480 | 0.65663 | 2.3148 | 1.4446 | 0.00035833 | 0.32831 | 1.1574 | 0.72229 | 0.00017917 | 0.065663 | 0.23148 | 0.14446 | 3.5833e-05 | 8:27 | 0.46856 | 37.41 | 0.23428 | 20.89 | 0.11714 | 11.05 | 0.023428 | 2.32 | 0.23428 | 20.89 | 0.11714 | 11.05 | 0.05857 | 5.69 | 0.011714 | 1.16 | 0.11714 | 11.05 | 0.05857 | 5.69 | 0.029285 | 2.89 | 0.005857 | 0.58 | 0.023428 | 2.32 | 0.011714 | 1.16 | 0.005857 | 0.58 | 0.0011714 | 0.12
7.5 | 41 | 0 | 0 | 1 | 40 | 1.3169 | 4.6296 | 1.38 | 2.8971 | 0.00071865 | 2.2 | 0 | 0 | 3311.6373 | 480 | 0.65844 | 2.3148 | 1.4486 | 0.00035932 | 0.32922 | 1.1574 | 0.72429 | 0.00017966 | 0.065844 | 0.23148 | 0.14486 | 3.5932e-05 | 8:27 | 0.47234 | 37.65 | 0.23617 | 21.04 | 0.11809 | 11.14 | 0.023617 | 2.33 | 0.23617 | 21.04 | 0.11809 | 11.14 | 0.059043 | 5.73 | 0.011809 | 1.17 | 0.11809 | 11.14 | 0.059043 | 5.73 | 0.029521 | 2.91 | 0.0059043 | 0.59 | 0.023617 | 2.33 | 0.011809 | 1.17 | 0.0059043 | 0.59 | 0.0011809 | 0.12
7.5 | 41 | 0 | 0 | 1 | 40 | 1.3205 | 4.6296 | 1.38 | 2.9051 | 0.00072061 | 2.2 | 0 | 0 | 3319.3963 | 480 | 0.66024 | 2.3148 | 1.4525 | 0.00036031 | 0.33012 | 1.1574 | 0.72627 | 0.00018015 | 0.066024 | 0.23148 | 0.14525 | 3.6031e-05 | 8:27 | 0.47614 | 37.88 | 0.23807 | 21.19 | 0.11904 | 11.22 | 0.023807 | 2.35 | 0.23807 | 21.19 | 0.11904 | 11.22 | 0.059518 | 5.78 | 0.011904 | 1.18 | 0.11904 | 11.22 | 0.059518 | 5.78 | 0.029759 | 2.93 | 0.0059518 | 0.59 | 0.023807 | 2.35 | 0.011904 | 1.18 | 0.0059518 | 0.59 | 0.0011904 | 0.12
7.5 | 41 | 0 | 0 | 1 | 40 | 1.3241 | 4.6296 | 1.38 | 2.913 | 0.00072257 | 2.2 | 0 | 0 | 3327.1196 | 480 | 0.66204 | 2.3148 | 1.4565 | 0.00036129 | 0.33102 | 1.1574 | 0.72824 | 0.00018064 | 0.066204 | 0.23148 | 0.14565 | 3.6129e-05 | 8:27 | 0.47995 | 38.12 | 0.23997 | 21.34 | 0.11999 | 11.31 | 0.023997 | 2.37 | 0.23997 | 21.34 | 0.11999 | 11.31 | 0.059993 | 5.82 | 0.011999 | 1.19 | 0.11999 | 11.31 | 0.059993 | 5.82 | 0.029997 | 2.96 | 0.0059993 | 0.6 | 0.023997 | 2.37 | 0.011999 | 1.19 | 0.0059993 | 0.6 | 0.0011999 | 0.12
7.5 | 41 | 0 | 0 | 1 | 40 | 1.3277 | 4.6296 | 1.38 | 2.9208 | 0.00072453 | 2.2 | 0 | 0 | 3334.8076 | 480 | 0.66383 | 2.3148 | 1.4604 | 0.00036226 | 0.33191 | 1.1574 | 0.73021 | 0.00018113 | 0.066383 | 0.23148 | 0.14604 | 3.6226e-05 | 8:27 | 0.48376 | 38.35 | 0.24188 | 21.49 | 0.12094 | 11.39 | 0.024188 | 2.39 | 0.24188 | 21.49 | 0.12094 | 11.39 | 0.06047 | 5.87 | 0.012094 | 1.2 | 0.12094 | 11.39 | 0.06047 | 5.87 | 0.030235 | 2.98 | 0.006047 | 0.6 | 0.024188 | 2.39 | 0.012094 | 1.2 | 0.006047 | 0.6 | 0.0012094 | 0.12
7.5 | 41 | 0 | 0 | 1 | 40 | 1.3312 | 4.6296 | 1.38 | 2.9287 | 0.00072647 | 2.2 | 0 | 0 | 3342.4604 | 480 | 0.66561 | 2.3148 | 1.4643 | 0.00036323 | 0.3328 | 1.1574 | 0.73217 | 0.00018162 | 0.066561 | 0.23148 | 0.14643 | 3.6323e-05 | 8:27 | 0.48759 | 38.59 | 0.2438 | 21.64 | 0.1219 | 11.48 | 0.02438 | 2.41 | 0.2438 | 21.64 | 0.1219 | 11.48 | 0.060949 | 5.91 | 0.01219 | 1.21 | 0.1219 | 11.48 | 0.060949 | 5.91 | 0.030474 | 3 | 0.0060949 | 0.61 | 0.02438 | 2.41 | 0.01219 | 1.21 | 0.0060949 | 0.61 | 0.001219 | 0.12
7.5 | 41 | 0 | 0 | 1 | 40 | 1.3348 | 4.6296 | 1.38 | 2.9365 | 0.0007284 | 2.2 | 0 | 0 | 3350.078 | 480 | 0.66738 | 2.3148 | 1.4682 | 0.0003642 | 0.33369 | 1.1574 | 0.73412 | 0.0001821 | 0.066738 | 0.23148 | 0.14682 | 3.642e-05 | 8:27 | 0.49143 | 38.82 | 0.24571 | 21.79 | 0.12286 | 11.56 | 0.024571 | 2.43 | 0.24571 | 21.79 | 0.12286 | 11.56 | 0.061429 | 5.96 | 0.012286 | 1.22 | 0.12286 | 11.56 | 0.061429 | 5.96 | 0.030714 | 3.02 | 0.0061429 | 0.61 | 0.024571 | 2.43 | 0.012286 | 1.22 | 0.0061429 | 0.61 | 0.0012286 | 0.12
7.5 | 41 | 0 | 0 | 1 | 40 | 1.3383 | 4.6296 | 1.38 | 2.9442 | 0.00073032 | 2.2 | 0 | 0 | 3357.6608 | 480 | 0.66914 | 2.3148 | 1.4721 | 0.00036516 | 0.33457 | 1.1574 | 0.73606 | 0.00018258 | 0.066914 | 0.23148 | 0.14721 | 3.6516e-05 | 8:28 | 0.49528 | 39.06 | 0.24764 | 21.94 | 0.12382 | 11.65 | 0.024764 | 2.45 | 0.24764 | 21.94 | 0.12382 | 11.65 | 0.06191 | 6 | 0.012382 | 1.23 | 0.12382 | 11.65 | 0.06191 | 6 | 0.030955 | 3.05 | 0.006191 | 0.62 | 0.024764 | 2.45 | 0.012382 | 1.23 | 0.006191 | 0.62 | 0.0012382 | 0.12
7.5 | 41 | 0 | 0 | 1 | 40 | 1.3418 | 4.6296 | 1.38 | 2.9519 | 0.00073224 | 2.2 | 0 | 0 | 3365.2087 | 480 | 0.6709 | 2.3148 | 1.476 | 0.00036612 | 0.33545 | 1.1574 | 0.73799 | 0.00018306 | 0.06709 | 0.23148 | 0.1476 | 3.6612e-05 | 8:28 | 0.49913 | 39.29 | 0.24957 | 22.09 | 0.12478 | 11.73 | 0.024957 | 2.46 | 0.24957 | 22.09 | 0.12478 | 11.73 | 0.062392 | 6.05 | 0.012478 | 1.24 | 0.12478 | 11.73 | 0.062392 | 6.05 | 0.031196 | 3.07 | 0.0062392 | 0.62 | 0.024957 | 2.46 | 0.012478 | 1.24 | 0.0062392 | 0.62 | 0.0012478 | 0.12
7.5 | 41 | 0 | 0 | 1 | 40 | 1.3453 | 4.6296 | 1.38 | 2.9596 | 0.00073415 | 2.2 | 0 | 0 | 3372.7221 | 480 | 0.67264 | 2.3148 | 1.4798 | 0.00036707 | 0.33632 | 1.1574 | 0.73991 | 0.00018354 | 0.067264 | 0.23148 | 0.14798 | 3.6707e-05 | 8:28 | 0.503 | 39.53 | 0.2515 | 22.24 | 0.12575 | 11.82 | 0.02515 | 2.48 | 0.2515 | 22.24 | 0.12575 | 11.82 | 0.062875 | 6.09 | 0.012575 | 1.25 | 0.12575 | 11.82 | 0.062875 | 6.09 | 0.031438 | 3.09 | 0.0062875 | 0.63 | 0.02515 | 2.48 | 0.012575 | 1.25 | 0.0062875 | 0.63 | 0.0012575 | 0.13
7.5 | 41 | 0 | 0 | 1 | 40 | 1.3488 | 4.6296 | 1.38 | 2.9673 | 0.00073604 | 2.2 | 0 | 0 | 3380.2011 | 480 | 0.67438 | 2.3148 | 1.4836 | 0.00036802 | 0.33719 | 1.1574 | 0.74182 | 0.00018401 | 0.067438 | 0.23148 | 0.14836 | 3.6802e-05 | 8:28 | 0.50688 | 39.76 | 0.25344 | 22.39 | 0.12672 | 11.9 | 0.025344 | 2.5 | 0.25344 | 22.39 | 0.12672 | 11.9 | 0.06336 | 6.14 | 0.012672 | 1.26 | 0.12672 | 11.9 | 0.06336 | 6.14 | 0.03168 | 3.12 | 0.006336 | 0.63 | 0.025344 | 2.5 | 0.012672 | 1.26 | 0.006336 | 0.63 | 0.0012672 | 0.13
7.5 | 41 | 0 | 0 | 1 | 40 | 1.3522 | 4.6296 | 1.38 | 2.9749 | 0.00073793 | 2.2 | 0 | 0 | 3387.6458 | 480 | 0.67611 | 2.3148 | 1.4874 | 0.00036897 | 0.33806 | 1.1574 | 0.74372 | 0.00018448 | 0.067611 | 0.23148 | 0.14874 | 3.6897e-05 | 8:28 | 0.51077 | 40 | 0.25538 | 22.54 | 0.12769 | 11.99 | 0.025538 | 2.52 | 0.25538 | 22.54 | 0.12769 | 11.99 | 0.063846 | 6.19 | 0.012769 | 1.27 | 0.12769 | 11.99 | 0.063846 | 6.19 | 0.031923 | 3.14 | 0.0063846 | 0.64 | 0.025538 | 2.52 | 0.012769 | 1.27 | 0.0063846 | 0.64 | 0.0012769 | 0.13
7.5 | 41 | 0 | 0 | 1 | 40 | 1.3557 | 4.6296 | 1.38 | 2.9825 | 0.00073981 | 2.2 | 0 | 0 | 3395.0563 | 480 | 0.67784 | 2.3148 | 1.4912 | 0.00036991 | 0.33892 | 1.1574 | 0.74562 | 0.00018495 | 0.067784 | 0.23148 | 0.14912 | 3.6991e-05 | 8:28 | 0.51466 | 40.23 | 0.25733 | 22.69 | 0.12867 | 12.07 | 0.025733 | 2.54 | 0.25733 | 22.69 | 0.12867 | 12.07 | 0.064333 | 6.23 | 0.012867 | 1.28 | 0.12867 | 12.07 | 0.064333 | 6.23 | 0.032167 | 3.17 | 0.0064333 | 0.64 | 0.025733 | 2.54 | 0.012867 | 1.28 | 0.0064333 | 0.64 | 0.0012867 | 0.13
7.5 | 41 | 0 | 0 | 1 | 40 | 1.3591 | 4.6296 | 1.38 | 2.99 | 0.00074169 | 2.2 | 0 | 0 | 3402.4329 | 480 | 0.67955 | 2.3148 | 1.495 | 0.00037084 | 0.33978 | 1.1574 | 0.74751 | 0.00018542 | 0.067955 | 0.23148 | 0.1495 | 3.7084e-05 | 8:28 | 0.51857 | 40.46 | 0.25929 | 22.84 | 0.12964 | 12.16 | 0.025929 | 2.56 | 0.25929 | 22.84 | 0.12964 | 12.16 | 0.064821 | 6.28 | 0.012964 | 1.29 | 0.12964 | 12.16 | 0.064821 | 6.28 | 0.032411 | 3.19 | 0.0064821 | 0.65 | 0.025929 | 2.56 | 0.012964 | 1.29 | 0.0064821 | 0.65 | 0.0012964 | 0.13
7.5 | 41 | 0 | 0 | 1 | 40 | 1.3625 | 4.6296 | 1.38 | 2.9975 | 0.00074355 | 2.2 | 0 | 0 | 3409.7757 | 480 | 0.68126 | 2.3148 | 1.4988 | 0.00037177 | 0.34063 | 1.1574 | 0.74938 | 0.00018589 | 0.068126 | 0.23148 | 0.14988 | 3.7177e-05 | 8:28 | 0.52249 | 40.7 | 0.26124 | 22.99 | 0.13062 | 12.25 | 0.026124 | 2.58 | 0.26124 | 22.99 | 0.13062 | 12.25 | 0.065311 | 6.32 | 0.013062 | 1.3 | 0.13062 | 12.25 | 0.065311 | 6.32 | 0.032656 | 3.21 | 0.0065311 | 0.65 | 0.026124 | 2.58 | 0.013062 | 1.3 | 0.0065311 | 0.65 | 0.0013062 | 0.13
7.5 | 41 | 0 | 0 | 1 | 40 | 1.3659 | 4.6296 | 1.38 | 3.005 | 0.0007454 | 2.2 | 0 | 0 | 3417.0848 | 480 | 0.68296 | 2.3148 | 1.5025 | 0.0003727 | 0.34148 | 1.1574 | 0.75125 | 0.00018635 | 0.068296 | 0.23148 | 0.15025 | 3.727e-05 | 8:29 | 0.52642 | 40.93 | 0.26321 | 23.14 | 0.1316 | 12.33 | 0.026321 | 2.6 | 0.26321 | 23.14 | 0.1316 | 12.33 | 0.065802 | 6.37 | 0.01316 | 1.31 | 0.1316 | 12.33 | 0.065802 | 6.37 | 0.032901 | 3.24 | 0.0065802 | 0.66 | 0.026321 | 2.6 | 0.01316 | 1.31 | 0.0065802 | 0.66 | 0.001316 | 0.13
7.5 | 41 | 0 | 0 | 1 | 40 | 1.3693 | 4.6296 | 1.38 | 3.0125 | 0.00074725 | 2.2 | 0 | 0 | 3424.3605 | 480 | 0.68465 | 2.3148 | 1.5062 | 0.00037362 | 0.34232 | 1.1574 | 0.75311 | 0.00018681 | 0.068465 | 0.23148 | 0.15062 | 3.7362e-05 | 8:29 | 0.53035 | 41.16 | 0.26518 | 23.29 | 0.13259 | 12.42 | 0.026518 | 2.62 | 0.26518 | 23.29 | 0.13259 | 12.42 | 0.066294 | 6.41 | 0.013259 | 1.32 | 0.13259 | 12.42 | 0.066294 | 6.41 | 0.033147 | 3.26 | 0.0066294 | 0.66 | 0.026518 | 2.62 | 0.013259 | 1.32 | 0.0066294 | 0.66 | 0.0013259 | 0.13
7.5 | 41 | 0 | 0 | 1 | 40 | 1.3727 | 4.6296 | 1.38 | 3.0199 | 0.00074909 | 2.2 | 0 | 0 | 3431.6028 | 480 | 0.68633 | 2.3148 | 1.5099 | 0.00037454 | 0.34317 | 1.1574 | 0.75497 | 0.00018727 | 0.068633 | 0.23148 | 0.15099 | 3.7454e-05 | 8:29 | 0.5343 | 41.39 | 0.26715 | 23.44 | 0.13357 | 12.5 | 0.026715 | 2.64 | 0.26715 | 23.44 | 0.13357 | 12.5 | 0.066787 | 6.46 | 0.013357 | 1.33 | 0.13357 | 12.5 | 0.066787 | 6.46 | 0.033394 | 3.28 | 0.0066787 | 0.67 | 0.026715 | 2.64 | 0.013357 | 1.33 | 0.0066787 | 0.67 | 0.0013357 | 0.13
7.5 | 41 | 0 | 0 | 1 | 40 | 1.376 | 4.6296 | 1.38 | 3.0272 | 0.00075092 | 2.2 | 0 | 0 | 3438.8118 | 480 | 0.68801 | 2.3148 | 1.5136 | 0.00037546 | 0.344 | 1.1574 | 0.75681 | 0.00018773 | 0.068801 | 0.23148 | 0.15136 | 3.7546e-05 | 8:29 | 0.53826 | 41.62 | 0.26913 | 23.6 | 0.13456 | 12.59 | 0.026913 | 2.66 | 0.26913 | 23.6 | 0.13456 | 12.59 | 0.067282 | 6.51 | 0.013456 | 1.34 | 0.13456 | 12.59 | 0.067282 | 6.51 | 0.033641 | 3.31 | 0.0067282 | 0.67 | 0.026913 | 2.66 | 0.013456 | 1.34 | 0.0067282 | 0.67 | 0.0013456 | 0.13
7.5 | 41 | 0 | 0 | 1 | 40 | 1.3794 | 4.6296 | 1.38 | 3.0346 | 0.00075274 | 2.2 | 0 | 0 | 3445.9879 | 480 | 0.68968 | 2.3148 | 1.5173 | 0.00037637 | 0.34484 | 1.1574 | 0.75864 | 0.00018818 | 0.068968 | 0.23148 | 0.15173 | 3.7637e-05 | 8:29 | 0.54222 | 41.85 | 0.27111 | 23.75 | 0.13556 | 12.68 | 0.027111 | 2.67 | 0.27111 | 23.75 | 0.13556 | 12.68 | 0.067778 | 6.55 | 0.013556 | 1.35 | 0.13556 | 12.68 | 0.067778 | 6.55 | 0.033889 | 3.33 | 0.0067778 | 0.68 | 0.027111 | 2.67 | 0.013556 | 1.35 | 0.0067778 | 0.68 | 0.0013556 | 0.14
7.5 | 41 | 0 | 0 | 1 | 40 | 1.3827 | 4.6296 | 1.38 | 3.0419 | 0.00075455 | 2.2 | 0 | 0 | 3453.1311 | 480 | 0.69134 | 2.3148 | 1.5209 | 0.00037728 | 0.34567 | 1.1574 | 0.76047 | 0.00018864 | 0.069134 | 0.23148 | 0.15209 | 3.7728e-05 | 8:29 | 0.5462 | 42.09 | 0.2731 | 23.9 | 0.13655 | 12.76 | 0.02731 | 2.69 | 0.2731 | 23.9 | 0.13655 | 12.76 | 0.068275 | 6.6 | 0.013655 | 1.36 | 0.13655 | 12.76 | 0.068275 | 6.6 | 0.034137 | 3.36 | 0.0068275 | 0.68 | 0.02731 | 2.69 | 0.013655 | 1.36 | 0.0068275 | 0.68 | 0.0013655 | 0.14
7.5 | 41 | 0 | 0 | 1 | 40 | 1.386 | 4.6296 | 1.38 | 3.0492 | 0.00075635 | 2.2 | 0 | 0 | 3460.2415 | 480 | 0.69299 | 2.3148 | 1.5246 | 0.00037818 | 0.3465 | 1.1574 | 0.76229 | 0.00018909 | 0.069299 | 0.23148 | 0.15246 | 3.7818e-05 | 8:29 | 0.55018 | 42.32 | 0.27509 | 24.05 | 0.13755 | 12.85 | 0.027509 | 2.71 | 0.27509 | 24.05 | 0.13755 | 12.85 | 0.068773 | 6.65 | 0.013755 | 1.37 | 0.13755 | 12.85 | 0.068773 | 6.65 | 0.034386 | 3.38 | 0.0068773 | 0.69 | 0.027509 | 2.71 | 0.013755 | 1.37 | 0.0068773 | 0.69 | 0.0013755 | 0.14
7.5 | 41 | 0 | 0 | 1 | 40 | 1.3893 | 4.6296 | 1.38 | 3.0564 | 0.00075815 | 2.2 | 0 | 0 | 3467.3193 | 480 | 0.69464 | 2.3148 | 1.5282 | 0.00037908 | 0.34732 | 1.1574 | 0.7641 | 0.00018954 | 0.069464 | 0.23148 | 0.15282 | 3.7908e-05 | 8:29 | 0.55417 | 42.55 | 0.27709 | 24.2 | 0.13854 | 12.94 | 0.027709 | 2.73 | 0.27709 | 24.2 | 0.13854 | 12.94 | 0.069272 | 6.69 | 0.013854 | 1.38 | 0.13854 | 12.94 | 0.069272 | 6.69 | 0.034636 | 3.4 | 0.0069272 | 0.69 | 0.027709 | 2.73 | 0.013854 | 1.38 | 0.0069272 | 0.69 | 0.0013854 | 0.14
7.5 | 41 | 0 | 0 | 1 | 40 | 1.3925 | 4.6296 | 1.38 | 3.0636 | 0.00075994 | 2.2 | 0 | 0 | 3474.3647 | 480 | 0.69627 | 2.3148 | 1.5318 | 0.00037997 | 0.34814 | 1.1574 | 0.7659 | 0.00018998 | 0.069627 | 0.23148 | 0.15318 | 3.7997e-05 | 8:30 | 0.55818 | 42.77 | 0.27909 | 24.35 | 0.13954 | 13.02 | 0.027909 | 2.75 | 0.27909 | 24.35 | 0.13954 | 13.02 | 0.069772 | 6.74 | 0.013954 | 1.39 | 0.13954 | 13.02 | 0.069772 | 6.74 | 0.034886 | 3.43 | 0.0069772 | 0.7 | 0.027909 | 2.75 | 0.013954 | 1.39 | 0.0069772 | 0.7 | 0.0013954 | 0.14
7.5 | 41 | 0 | 0 | 1 | 40 | 1.3958 | 4.6296 | 1.38 | 3.0708 | 0.00076172 | 2.2 | 0 | 0 | 3481.3778 | 480 | 0.6979 | 2.3148 | 1.5354 | 0.00038086 | 0.34895 | 1.1574 | 0.7677 | 0.00019043 | 0.06979 | 0.23148 | 0.15354 | 3.8086e-05 | 8:30 | 0.56219 | 43 | 0.2811 | 24.5 | 0.14055 | 13.11 | 0.02811 | 2.77 | 0.2811 | 24.5 | 0.14055 | 13.11 | 0.070274 | 6.79 | 0.014055 | 1.4 | 0.14055 | 13.11 | 0.070274 | 6.79 | 0.035137 | 3.45 | 0.0070274 | 0.7 | 0.02811 | 2.77 | 0.014055 | 1.4 | 0.0070274 | 0.7 | 0.0014055 | 0.14
7.5 | 41 | 0 | 0 | 1 | 40 | 1.3991 | 4.6296 | 1.38 | 3.0779 | 0.00076349 | 2.2 | 0 | 0 | 3488.3587 | 480 | 0.69953 | 2.3148 | 1.539 | 0.00038174 | 0.34976 | 1.1574 | 0.76948 | 0.00019087 | 0.069953 | 0.23148 | 0.1539 | 3.8174e-05 | 8:30 | 0.56621 | 43.23 | 0.28311 | 24.66 | 0.14155 | 13.2 | 0.028311 | 2.79 | 0.28311 | 24.66 | 0.14155 | 13.2 | 0.070777 | 6.83 | 0.014155 | 1.41 | 0.14155 | 13.2 | 0.070777 | 6.83 | 0.035388 | 3.48 | 0.0070777 | 0.71 | 0.028311 | 2.79 | 0.014155 | 1.41 | 0.0070777 | 0.71 | 0.0014155 | 0.14
7.5 | 41 | 0 | 0 | 1 | 40 | 1.4023 | 4.6296 | 1.38 | 3.085 | 0.00076525 | 2.2 | 0 | 0 | 3495.3077 | 480 | 0.70114 | 2.3148 | 1.5425 | 0.00038263 | 0.35057 | 1.1574 | 0.77126 | 0.00019131 | 0.070114 | 0.23148 | 0.15425 | 3.8263e-05 | 8:30 | 0.57025 | 43.46 | 0.28512 | 24.81 | 0.14256 | 13.29 | 0.028512 | 2.81 | 0.28512 | 24.81 | 0.14256 | 13.29 | 0.071281 | 6.88 | 0.014256 | 1.42 | 0.14256 | 13.29 | 0.071281 | 6.88 | 0.03564 | 3.5 | 0.0071281 | 0.71 | 0.028512 | 2.81 | 0.014256 | 1.42 | 0.0071281 | 0.71 | 0.0014256 | 0.14
7.5 | 41 | 0 | 0 | 1 | 40 | 1.4055 | 4.6296 | 1.38 | 3.0921 | 0.00076701 | 2.2 | 0 | 0 | 3502.2248 | 480 | 0.70275 | 2.3148 | 1.5461 | 0.0003835 | 0.35138 | 1.1574 | 0.77303 | 0.00019175 | 0.070275 | 0.23148 | 0.15461 | 3.835e-05 | 8:30 | 0.57429 | 43.69 | 0.28714 | 24.96 | 0.14357 | 13.37 | 0.028714 | 2.83 | 0.28714 | 24.96 | 0.14357 | 13.37 | 0.071786 | 6.93 | 0.014357 | 1.43 | 0.14357 | 13.37 | 0.071786 | 6.93 | 0.035893 | 3.53 | 0.0071786 | 0.72 | 0.028714 | 2.83 | 0.014357 | 1.43 | 0.0071786 | 0.72 | 0.0014357 | 0.14
7.5 | 41 | 0 | 0 | 1 | 40 | 1.4087 | 4.6296 | 1.38 | 3.0991 | 0.00076875 | 2.2 | 0 | 0 | 3509.1102 | 480 | 0.70435 | 2.3148 | 1.5496 | 0.00038438 | 0.35218 | 1.1574 | 0.77479 | 0.00019219 | 0.070435 | 0.23148 | 0.15496 | 3.8438e-05 | 8:30 | 0.57834 | 43.92 | 0.28917 | 25.11 | 0.14458 | 13.46 | 0.028917 | 2.85 | 0.28917 | 25.11 | 0.14458 | 13.46 | 0.072292 | 6.97 | 0.014458 | 1.44 | 0.14458 | 13.46 | 0.072292 | 6.97 | 0.036146 | 3.55 | 0.0072292 | 0.72 | 0.028917 | 2.85 | 0.014458 | 1.44 | 0.0072292 | 0.72 | 0.0014458 | 0.14
7.5 | 41 | 0 | 0 | 1 | 40 | 1.4119 | 4.6296 | 1.38 | 3.1062 | 0.00077049 | 2.2 | 0 | 0 | 3515.9641 | 480 | 0.70595 | 2.3148 | 1.5531 | 0.00038525 | 0.35297 | 1.1574 | 0.77654 | 0.00019262 | 0.070595 | 0.23148 | 0.15531 | 3.8525e-05 | 8:30 | 0.5824 | 44.14 | 0.2912 | 25.26 | 0.1456 | 13.55 | 0.02912 | 2.87 | 0.2912 | 25.26 | 0.1456 | 13.55 | 0.072799 | 7.02 | 0.01456 | 1.45 | 0.1456 | 13.55 | 0.072799 | 7.02 | 0.0364 | 3.57 | 0.0072799 | 0.73 | 0.02912 | 2.87 | 0.01456 | 1.45 | 0.0072799 | 0.73 | 0.001456 | 0.15
7.5 | 41 | 0 | 0 | 1 | 40 | 1.4151 | 4.6296 | 1.38 | 3.1131 | 0.00077223 | 2.2 | 0 | 0 | 3522.7865 | 480 | 0.70753 | 2.3148 | 1.5566 | 0.00038611 | 0.35377 | 1.1574 | 0.77828 | 0.00019306 | 0.070753 | 0.23148 | 0.15566 | 3.8611e-05 | 8:30 | 0.58646 | 44.37 | 0.29323 | 25.42 | 0.14662 | 13.64 | 0.029323 | 2.89 | 0.29323 | 25.42 | 0.14662 | 13.64 | 0.073308 | 7.07 | 0.014662 | 1.46 | 0.14662 | 13.64 | 0.073308 | 7.07 | 0.036654 | 3.6 | 0.0073308 | 0.73 | 0.029323 | 2.89 | 0.014662 | 1.46 | 0.0073308 | 0.73 | 0.0014662 | 0.15
7.5 | 41 | 0 | 0 | 1 | 40 | 1.4182 | 4.6296 | 1.38 | 3.1201 | 0.00077395 | 2.2 | 0 | 0 | 3529.5777 | 480 | 0.70911 | 2.3148 | 1.56 | 0.00038697 | 0.35456 | 1.1574 | 0.78002 | 0.00019349 | 0.070911 | 0.23148 | 0.156 | 3.8697e-05 | 8:31 | 0.59054 | 44.6 | 0.29527 | 25.57 | 0.14764 | 13.73 | 0.029527 | 2.91 | 0.29527 | 25.57 | 0.14764 | 13.73 | 0.073818 | 7.12 | 0.014764 | 1.47 | 0.14764 | 13.73 | 0.073818 | 7.12 | 0.036909 | 3.62 | 0.0073818 | 0.74 | 0.029527 | 2.91 | 0.014764 | 1.47 | 0.0073818 | 0.74 | 0.0014764 | 0.15
7.5 | 41 | 0 | 0 | 1 | 40 | 1.4214 | 4.6296 | 1.38 | 3.127 | 0.00077566 | 2.2 | 0 | 0 | 3536.3377 | 480 | 0.71068 | 2.3148 | 1.5635 | 0.00038783 | 0.35534 | 1.1574 | 0.78175 | 0.00019392 | 0.071068 | 0.23148 | 0.15635 | 3.8783e-05 | 8:31 | 0.59463 | 44.82 | 0.29731 | 25.72 | 0.14866 | 13.81 | 0.029731 | 2.93 | 0.29731 | 25.72 | 0.14866 | 13.81 | 0.074328 | 7.16 | 0.014866 | 1.48 | 0.14866 | 13.81 | 0.074328 | 7.16 | 0.037164 | 3.65 | 0.0074328 | 0.74 | 0.029731 | 2.93 | 0.014866 | 1.48 | 0.0074328 | 0.74 | 0.0014866 | 0.15
7.5 | 41 | 0 | 0 | 1 | 40 | 1.4245 | 4.6296 | 1.38 | 3.1339 | 0.00077737 | 2.2 | 0 | 0 | 3543.0667 | 480 | 0.71225 | 2.3148 | 1.5669 | 0.00038869 | 0.35612 | 1.1574 | 0.78347 | 0.00019434 | 0.071225 | 0.23148 | 0.15669 | 3.8869e-05 | 8:31 | 0.59872 | 45.05 | 0.29936 | 25.87 | 0.14968 | 13.9 | 0.029936 | 2.95 | 0.29936 | 25.87 | 0.14968 | 13.9 | 0.07484 | 7.21 | 0.014968 | 1.49 | 0.14968 | 13.9 | 0.07484 | 7.21 | 0.03742 | 3.67 | 0.007484 | 0.75 | 0.029936 | 2.95 | 0.014968 | 1.49 | 0.007484 | 0.75 | 0.0014968 | 0.15
7.5 | 41 | 0 | 0 | 1 | 40 | 1.4276 | 4.6296 | 1.38 | 3.1407 | 0.00077907 | 2.2 | 0 | 0 | 3549.765 | 480 | 0.7138 | 2.3148 | 1.5704 | 0.00038954 | 0.3569 | 1.1574 | 0.78518 | 0.00019477 | 0.07138 | 0.23148 | 0.15704 | 3.8954e-05 | 8:31 | 0.60283 | 45.27 | 0.30141 | 26.02 | 0.15071 | 13.99 | 0.030141 | 2.97 | 0.30141 | 26.02 | 0.15071 | 13.99 | 0.075353 | 7.26 | 0.015071 | 1.5 | 0.15071 | 13.99 | 0.075353 | 7.26 | 0.037677 | 3.7 | 0.0075353 | 0.75 | 0.030141 | 2.97 | 0.015071 | 1.5 | 0.0075353 | 0.75 | 0.0015071 | 0.15
7.5 | 41 | 0 | 0 | 1 | 40 | 1.4307 | 4.6296 | 1.38 | 3.1476 | 0.00078076 | 2.2 | 0 | 0 | 3556.4325 | 480 | 0.71535 | 2.3148 | 1.5738 | 0.00039038 | 0.35768 | 1.1574 | 0.78689 | 0.00019519 | 0.071535 | 0.23148 | 0.15738 | 3.9038e-05 | 8:31 | 0.60694 | 45.5 | 0.30347 | 26.17 | 0.15174 | 14.08 | 0.030347 | 2.99 | 0.30347 | 26.17 | 0.15174 | 14.08 | 0.075868 | 7.31 | 0.015174 | 1.51 | 0.15174 | 14.08 | 0.075868 | 7.31 | 0.037934 | 3.72 | 0.0075868 | 0.76 | 0.030347 | 2.99 | 0.015174 | 1.51 | 0.0075868 | 0.76 | 0.0015174 | 0.15
7.5 | 41 | 0 | 0 | 1 | 40 | 1.4338 | 4.6296 | 1.38 | 3.1543 | 0.00078245 | 2.2 | 0 | 0 | 3563.0694 | 480 | 0.7169 | 2.3148 | 1.5772 | 0.00039122 | 0.35845 | 1.1574 | 0.78859 | 0.00019561 | 0.07169 | 0.23148 | 0.15772 | 3.9122e-05 | 8:31 | 0.61106 | 45.72 | 0.30553 | 26.33 | 0.15277 | 14.17 | 0.030553 | 3.01 | 0.30553 | 26.33 | 0.15277 | 14.17 | 0.076383 | 7.35 | 0.015277 | 1.52 | 0.15277 | 14.17 | 0.076383 | 7.35 | 0.038191 | 3.75 | 0.0076383 | 0.76 | 0.030553 | 3.01 | 0.015277 | 1.52 | 0.0076383 | 0.76 | 0.0015277 | 0.15
7.5 | 41 | 0 | 0 | 1 | 40 | 1.4369 | 4.6296 | 1.38 | 3.1611 | 0.00078412 | 2.2 | 0 | 0 | 3569.676 | 480 | 0.71843 | 2.3148 | 1.5806 | 0.00039206 | 0.35922 | 1.1574 | 0.79028 | 0.00019603 | 0.071843 | 0.23148 | 0.15806 | 3.9206e-05 | 8:31 | 0.61519 | 45.95 | 0.3076 | 26.48 | 0.1538 | 14.26 | 0.03076 | 3.03 | 0.3076 | 26.48 | 0.1538 | 14.26 | 0.076899 | 7.4 | 0.01538 | 1.53 | 0.1538 | 14.26 | 0.076899 | 7.4 | 0.03845 | 3.77 | 0.0076899 | 0.77 | 0.03076 | 3.03 | 0.01538 | 1.53 | 0.0076899 | 0.77 | 0.001538 | 0.15
7.5 | 41 | 0 | 0 | 1 | 40 | 1.4399 | 4.6296 | 1.38 | 3.1678 | 0.00078579 | 2.2 | 0 | 0 | 3576.2522 | 480 | 0.71996 | 2.3148 | 1.5839 | 0.0003929 | 0.35998 | 1.1574 | 0.79196 | 0.00019645 | 0.071996 | 0.23148 | 0.15839 | 3.929e-05 | 8:31 | 0.61933 | 46.17 | 0.30967 | 26.63 | 0.15483 | 14.34 | 0.030967 | 3.05 | 0.30967 | 26.63 | 0.15483 | 14.34 | 0.077417 | 7.45 | 0.015483 | 1.54 | 0.15483 | 14.34 | 0.077417 | 7.45 | 0.038708 | 3.8 | 0.0077417 | 0.77 | 0.030967 | 3.05 | 0.015483 | 1.54 | 0.0077417 | 0.77 | 0.0015483 | 0.15
7.5 | 41 | 0 | 0 | 1 | 40 | 1.443 | 4.6296 | 1.38 | 3.1745 | 0.00078745 | 2.2 | 0 | 0 | 3582.7983 | 480 | 0.72148 | 2.3148 | 1.5873 | 0.00039373 | 0.36074 | 1.1574 | 0.79363 | 0.00019686 | 0.072148 | 0.23148 | 0.15873 | 3.9373e-05 | 8:32 | 0.62348 | 46.39 | 0.31174 | 26.78 | 0.15587 | 14.43 | 0.031174 | 3.07 | 0.31174 | 26.78 | 0.15587 | 14.43 | 0.077935 | 7.5 | 0.015587 | 1.55 | 0.15587 | 14.43 | 0.077935 | 7.5 | 0.038968 | 3.82 | 0.0077935 | 0.78 | 0.031174 | 3.07 | 0.015587 | 1.55 | 0.0077935 | 0.78 | 0.0015587 | 0.16
7.5 | 41 | 0 | 0 | 1 | 40 | 1.446 | 4.6296 | 1.38 | 3.1812 | 0.00078911 | 2.2 | 0 | 0 | 3589.3144 | 480 | 0.723 | 2.3148 | 1.5906 | 0.00039455 | 0.3615 | 1.1574 | 0.7953 | 0.00019728 | 0.0723 | 0.23148 | 0.15906 | 3.9455e-05 | 8:32 | 0.62764 | 46.61 | 0.31382 | 26.93 | 0.15691 | 14.52 | 0.031382 | 3.09 | 0.31382 | 26.93 | 0.15691 | 14.52 | 0.078455 | 7.55 | 0.015691 | 1.56 | 0.15691 | 14.52 | 0.078455 | 7.55 | 0.039227 | 3.85 | 0.0078455 | 0.78 | 0.031382 | 3.09 | 0.015691 | 1.56 | 0.0078455 | 0.78 | 0.0015691 | 0.16
7.5 | 41 | 0 | 0 | 1 | 40 | 1.449 | 4.6296 | 1.38 | 3.1878 | 0.00079075 | 2.2 | 0 | 0 | 3595.8007 | 480 | 0.72451 | 2.3148 | 1.5939 | 0.00039538 | 0.36225 | 1.1574 | 0.79696 | 0.00019769 | 0.072451 | 0.23148 | 0.15939 | 3.9538e-05 | 8:32 | 0.63181 | 46.84 | 0.3159 | 27.09 | 0.15795 | 14.61 | 0.03159 | 3.11 | 0.3159 | 27.09 | 0.15795 | 14.61 | 0.078976 | 7.59 | 0.015795 | 1.57 | 0.15795 | 14.61 | 0.078976 | 7.59 | 0.039488 | 3.87 | 0.0078976 | 0.79 | 0.03159 | 3.11 | 0.015795 | 1.57 | 0.0078976 | 0.79 | 0.0015795 | 0.16
7.5 | 41 | 0 | 0 | 1 | 40 | 1.452 | 4.6296 | 1.38 | 3.1944 | 0.00079239 | 2.2 | 0 | 0 | 3602.2572 | 480 | 0.72601 | 2.3148 | 1.5972 | 0.0003962 | 0.363 | 1.1574 | 0.79861 | 0.0001981 | 0.072601 | 0.23148 | 0.15972 | 3.962e-05 | 8:32 | 0.63598 | 47.06 | 0.31799 | 27.24 | 0.15899 | 14.7 | 0.031799 | 3.13 | 0.31799 | 27.24 | 0.15899 | 14.7 | 0.079497 | 7.64 | 0.015899 | 1.58 | 0.15899 | 14.7 | 0.079497 | 7.64 | 0.039749 | 3.9 | 0.0079497 | 0.79 | 0.031799 | 3.13 | 0.015899 | 1.58 | 0.0079497 | 0.79 | 0.0015899 | 0.16
7.5 | 41 | 0 | 0 | 1 | 40 | 1.455 | 4.6296 | 1.38 | 3.201 | 0.00079402 | 2.2 | 0 | 0 | 3608.6841 | 480 | 0.7275 | 2.3148 | 1.6005 | 0.00039701 | 0.36375 | 1.1574 | 0.80025 | 0.00019851 | 0.07275 | 0.23148 | 0.16005 | 3.9701e-05 | 8:32 | 0.64016 | 47.28 | 0.32008 | 27.39 | 0.16004 | 14.79 | 0.032008 | 3.15 | 0.32008 | 27.39 | 0.16004 | 14.79 | 0.08002 | 7.69 | 0.016004 | 1.59 | 0.16004 | 14.79 | 0.08002 | 7.69 | 0.04001 | 3.92 | 0.008002 | 0.8 | 0.032008 | 3.15 | 0.016004 | 1.59 | 0.008002 | 0.8 | 0.0016004 | 0.16
7.5 | 41 | 0 | 0 | 1 | 40 | 1.458 | 4.6296 | 1.38 | 3.2076 | 0.00079564 | 2.2 | 0 | 0 | 3615.0816 | 480 | 0.72899 | 2.3148 | 1.6038 | 0.00039782 | 0.36449 | 1.1574 | 0.80189 | 0.00019891 | 0.072899 | 0.23148 | 0.16038 | 3.9782e-05 | 8:32 | 0.64435 | 47.5 | 0.32218 | 27.54 | 0.16109 | 14.88 | 0.032218 | 3.17 | 0.32218 | 27.54 | 0.16109 | 14.88 | 0.080544 | 7.74 | 0.016109 | 1.6 | 0.16109 | 14.88 | 0.080544 | 7.74 | 0.040272 | 3.95 | 0.0080544 | 0.8 | 0.032218 | 3.17 | 0.016109 | 1.6 | 0.0080544 | 0.8 | 0.0016109 | 0.16
7.5 | 41 | 0 | 0 | 1 | 40 | 1.4609 | 4.6296 | 1.38 | 3.2141 | 0.00079726 | 2.2 | 0 | 0 | 3621.4497 | 480 | 0.73047 | 2.3148 | 1.607 | 0.00039863 | 0.36523 | 1.1574 | 0.80352 | 0.00019932 | 0.073047 | 0.23148 | 0.1607 | 3.9863e-05 | 8:32 | 0.64855 | 47.72 | 0.32428 | 27.7 | 0.16214 | 14.97 | 0.032428 | 3.19 | 0.32428 | 27.7 | 0.16214 | 14.97 | 0.081069 | 7.79 | 0.016214 | 1.61 | 0.16214 | 14.97 | 0.081069 | 7.79 | 0.040535 | 3.97 | 0.0081069 | 0.81 | 0.032428 | 3.19 | 0.016214 | 1.61 | 0.0081069 | 0.81 | 0.0016214 | 0.16
7.5 | 41 | 0 | 0 | 1 | 40 | 1.4639 | 4.6296 | 1.38 | 3.2206 | 0.00079887 | 2.2 | 0 | 0 | 3627.7887 | 480 | 0.73194 | 2.3148 | 1.6103 | 0.00039943 | 0.36597 | 1.1574 | 0.80514 | 0.00019972 | 0.073194 | 0.23148 | 0.16103 | 3.9943e-05 | 8:32 | 0.65276 | 47.94 | 0.32638 | 27.85 | 0.16319 | 15.06 | 0.032638 | 3.21 | 0.32638 | 27.85 | 0.16319 | 15.06 | 0.081595 | 7.84 | 0.016319 | 1.62 | 0.16319 | 15.06 | 0.081595 | 7.84 | 0.040798 | 4 | 0.0081595 | 0.81 | 0.032638 | 3.21 | 0.016319 | 1.62 | 0.0081595 | 0.81 | 0.0016319 | 0.16
7.5 | 41 | 0 | 0 | 1 | 40 | 1.4668 | 4.6296 | 1.38 | 3.227 | 0.00080047 | 2.2 | 0 | 0 | 3634.0986 | 480 | 0.73341 | 2.3148 | 1.6135 | 0.00040023 | 0.36671 | 1.1574 | 0.80675 | 0.00020012 | 0.073341 | 0.23148 | 0.16135 | 4.0023e-05 | 8:33 | 0.65698 | 48.16 | 0.32849 | 28 | 0.16425 | 15.15 | 0.032849 | 3.23 | 0.32849 | 28 | 0.16425 | 15.15 | 0.082123 | 7.88 | 0.016425 | 1.63 | 0.16425 | 15.15 | 0.082123 | 7.88 | 0.041061 | 4.02 | 0.0082123 | 0.82 | 0.032849 | 3.23 | 0.016425 | 1.63 | 0.0082123 | 0.82 | 0.0016425 | 0.16
7.5 | 41 | 0 | 0 | 1 | 40 | 1.4697 | 4.6296 | 1.38 | 3.2334 | 0.00080206 | 2.2 | 0 | 0 | 3640.3796 | 480 | 0.73487 | 2.3148 | 1.6167 | 0.00040103 | 0.36744 | 1.1574 | 0.80836 | 0.00020052 | 0.073487 | 0.23148 | 0.16167 | 4.0103e-05 | 8:33 | 0.66121 | 48.38 | 0.3306 | 28.15 | 0.1653 | 15.24 | 0.03306 | 3.25 | 0.3306 | 28.15 | 0.1653 | 15.24 | 0.082651 | 7.93 | 0.01653 | 1.64 | 0.1653 | 15.24 | 0.082651 | 7.93 | 0.041325 | 4.05 | 0.0082651 | 0.82 | 0.03306 | 3.25 | 0.01653 | 1.64 | 0.0082651 | 0.82 | 0.001653 | 0.17
7.5 | 41 | 0 | 0 | 1 | 40 | 1.4726 | 4.6296 | 1.38 | 3.2398 | 0.00080365 | 2.2 | 0 | 0 | 3646.6318 | 480 | 0.73632 | 2.3148 | 1.6199 | 0.00040183 | 0.36816 | 1.1574 | 0.80996 | 0.00020091 | 0.073632 | 0.23148 | 0.16199 | 4.0183e-05 | 8:33 | 0.66544 | 48.6 | 0.33272 | 28.3 | 0.16636 | 15.33 | 0.033272 | 3.27 | 0.33272 | 28.3 | 0.16636 | 15.33 | 0.08318 | 7.98 | 0.016636 | 1.65 | 0.16636 | 15.33 | 0.08318 | 7.98 | 0.04159 | 4.07 | 0.008318 | 0.83 | 0.033272 | 3.27 | 0.016636 | 1.65 | 0.008318 | 0.83 | 0.0016636 | 0.17
7.5 | 41 | 0 | 0 | 1 | 40 | 1.4755 | 4.6296 | 1.38 | 3.2462 | 0.00080523 | 2.2 | 0 | 0 | 3652.8553 | 480 | 0.73777 | 2.3148 | 1.6231 | 0.00040261 | 0.36889 | 1.1574 | 0.81155 | 0.00020131 | 0.073777 | 0.23148 | 0.16231 | 4.0261e-05 | 8:33 | 0.66968 | 48.81 | 0.33484 | 28.45 | 0.16742 | 15.42 | 0.033484 | 3.29 | 0.33484 | 28.45 | 0.16742 | 15.42 | 0.08371 | 8.03 | 0.016742 | 1.66 | 0.16742 | 15.42 | 0.08371 | 8.03 | 0.041855 | 4.1 | 0.008371 | 0.83 | 0.033484 | 3.29 | 0.016742 | 1.66 | 0.008371 | 0.83 | 0.0016742 | 0.17
7.5 | 41 | 0 | 0 | 1 | 40 | 1.4784 | 4.6296 | 1.38 | 3.2525 | 0.0008068 | 2.2 | 0 | 0 | 3659.0503 | 480 | 0.73921 | 2.3148 | 1.6263 | 0.0004034 | 0.36961 | 1.1574 | 0.81313 | 0.0002017 | 0.073921 | 0.23148 | 0.16263 | 4.034e-05 | 8:33 | 0.67393 | 49.03 | 0.33697 | 28.61 | 0.16848 | 15.51 | 0.033697 | 3.31 | 0.33697 | 28.61 | 0.16848 | 15.51 | 0.084242 | 8.08 | 0.016848 | 1.67 | 0.16848 | 15.51 | 0.084242 | 8.08 | 0.042121 | 4.12 | 0.0084242 | 0.84 | 0.033697 | 3.31 | 0.016848 | 1.67 | 0.0084242 | 0.84 | 0.0016848 | 0.17
7.5 | 41 | 0 | 0 | 1 | 40 | 1.4813 | 4.6296 | 1.38 | 3.2588 | 0.00080837 | 2.2 | 0 | 0 | 3665.2169 | 480 | 0.74064 | 2.3148 | 1.6294 | 0.00040418 | 0.37032 | 1.1574 | 0.81471 | 0.00020209 | 0.074064 | 0.23148 | 0.16294 | 4.0418e-05 | 8:33 | 0.67819 | 49.25 | 0.3391 | 28.76 | 0.16955 | 15.6 | 0.03391 | 3.33 | 0.3391 | 28.76 | 0.16955 | 15.6 | 0.084774 | 8.13 | 0.016955 | 1.68 | 0.16955 | 15.6 | 0.084774 | 8.13 | 0.042387 | 4.15 | 0.0084774 | 0.84 | 0.03391 | 3.33 | 0.016955 | 1.68 | 0.0084774 | 0.84 | 0.0016955 | 0.17
7.5 | 41 | 0 | 0 | 1 | 40 | 1.4841 | 4.6296 | 1.38 | 3.2651 | 0.00080992 | 2.2 | 0 | 0 | 3671.3553 | 480 | 0.74207 | 2.3148 | 1.6326 | 0.00040496 | 0.37104 | 1.1574 | 0.81628 | 0.00020248 | 0.074207 | 0.23148 | 0.16326 | 4.0496e-05 | 8:33 | 0.68246 | 49.46 | 0.34123 | 28.91 | 0.17061 | 15.69 | 0.034123 | 3.35 | 0.34123 | 28.91 | 0.17061 | 15.69 | 0.085307 | 8.18 | 0.017061 | 1.69 | 0.17061 | 15.69 | 0.085307 | 8.18 | 0.042654 | 4.18 | 0.0085307 | 0.85 | 0.034123 | 3.35 | 0.017061 | 1.69 | 0.0085307 | 0.85 | 0.0017061 | 0.17
7.5 | 41 | 0 | 0 | 1 | 40 | 1.487 | 4.6296 | 1.38 | 3.2714 | 0.00081147 | 2.2 | 0 | 0 | 3677.4655 | 480 | 0.74349 | 2.3148 | 1.6357 | 0.00040574 | 0.37175 | 1.1574 | 0.81784 | 0.00020287 | 0.074349 | 0.23148 | 0.16357 | 4.0574e-05 | 8:33 | 0.68673 | 49.68 | 0.34337 | 29.06 | 0.17168 | 15.78 | 0.034337 | 3.38 | 0.34337 | 29.06 | 0.17168 | 15.78 | 0.085842 | 8.23 | 0.017168 | 1.7 | 0.17168 | 15.78 | 0.085842 | 8.23 | 0.042921 | 4.2 | 0.0085842 | 0.85 | 0.034337 | 3.38 | 0.017168 | 1.7 | 0.0085842 | 0.85 | 0.0017168 | 0.17
7.5 | 41 | 0 | 0 | 1 | 40 | 1.4898 | 4.6296 | 1.38 | 3.2776 | 0.00081302 | 2.2 | 0 | 0 | 3683.5477 | 480 | 0.74491 | 2.3148 | 1.6388 | 0.00040651 | 0.37245 | 1.1574 | 0.8194 | 0.00020325 | 0.074491 | 0.23148 | 0.16388 | 4.0651e-05 | 8:34 | 0.69102 | 49.89 | 0.34551 | 29.21 | 0.17275 | 15.87 | 0.034551 | 3.4 | 0.34551 | 29.21 | 0.17275 | 15.87 | 0.086377 | 8.28 | 0.017275 | 1.71 | 0.17275 | 15.87 | 0.086377 | 8.28 | 0.043189 | 4.23 | 0.0086377 | 0.86 | 0.034551 | 3.4 | 0.017275 | 1.71 | 0.0086377 | 0.86 | 0.0017275 | 0.17
7.5 | 41 | 0 | 0 | 1 | 40 | 1.4926 | 4.6296 | 1.38 | 3.2838 | 0.00081455 | 2.2 | 0 | 0 | 3689.6021 | 480 | 0.74631 | 2.3148 | 1.6419 | 0.00040728 | 0.37316 | 1.1574 | 0.82095 | 0.00020364 | 0.074631 | 0.23148 | 0.16419 | 4.0728e-05 | 8:34 | 0.69531 | 50.11 | 0.34765 | 29.37 | 0.17383 | 15.96 | 0.034765 | 3.42 | 0.34765 | 29.37 | 0.17383 | 15.96 | 0.086913 | 8.32 | 0.017383 | 1.72 | 0.17383 | 15.96 | 0.086913 | 8.32 | 0.043457 | 4.25 | 0.0086913 | 0.87 | 0.034765 | 3.42 | 0.017383 | 1.72 | 0.0086913 | 0.87 | 0.0017383 | 0.17
7.5 | 41 | 0 | 0 | 1 | 40 | 1.4954 | 4.6296 | 1.38 | 3.2899 | 0.00081608 | 2.2 | 0 | 0 | 3695.6287 | 480 | 0.74772 | 2.3148 | 1.645 | 0.00040804 | 0.37386 | 1.1574 | 0.82249 | 0.00020402 | 0.074772 | 0.23148 | 0.1645 | 4.0804e-05 | 8:34 | 0.69961 | 50.32 | 0.3498 | 29.52 | 0.1749 | 16.05 | 0.03498 | 3.44 | 0.3498 | 29.52 | 0.1749 | 16.05 | 0.087451 | 8.37 | 0.01749 | 1.73 | 0.1749 | 16.05 | 0.087451 | 8.37 | 0.043725 | 4.28 | 0.0087451 | 0.87 | 0.03498 | 3.44 | 0.01749 | 1.73 | 0.0087451 | 0.87 | 0.001749 | 0.17
7.5 | 41 | 0 | 0 | 1 | 40 | 1.4982 | 4.6296 | 1.38 | 3.2961 | 0.0008176 | 2.2 | 0 | 0 | 3701.6276 | 480 | 0.74911 | 2.3148 | 1.648 | 0.0004088 | 0.37455 | 1.1574 | 0.82402 | 0.0002044 | 0.074911 | 0.23148 | 0.1648 | 4.088e-05 | 8:34 | 0.70391 | 50.54 | 0.35196 | 29.67 | 0.17598 | 16.14 | 0.035196 | 3.46 | 0.35196 | 29.67 | 0.17598 | 16.14 | 0.087989 | 8.42 | 0.017598 | 1.74 | 0.17598 | 16.14 | 0.087989 | 8.42 | 0.043995 | 4.3 | 0.0087989 | 0.88 | 0.035196 | 3.46 | 0.017598 | 1.74 | 0.0087989 | 0.88 | 0.0017598 | 0.18
7.5 | 41 | 0 | 0 | 1 | 40 | 1.501 | 4.6296 | 1.38 | 3.3022 | 0.00081912 | 2.2 | 0 | 0 | 3707.5991 | 480 | 0.7505 | 2.3148 | 1.6511 | 0.00040956 | 0.37525 | 1.1574 | 0.82555 | 0.00020478 | 0.07505 | 0.23148 | 0.16511 | 4.0956e-05 | 8:34 | 0.70823 | 50.75 | 0.35411 | 29.82 | 0.17706 | 16.23 | 0.035411 | 3.48 | 0.35411 | 29.82 | 0.17706 | 16.23 | 0.088529 | 8.47 | 0.017706 | 1.75 | 0.17706 | 16.23 | 0.088529 | 8.47 | 0.044264 | 4.33 | 0.0088529 | 0.88 | 0.035411 | 3.48 | 0.017706 | 1.75 | 0.0088529 | 0.88 | 0.0017706 | 0.18
7.5 | 41 | 0 | 0 | 1 | 40 | 1.5038 | 4.6296 | 1.38 | 3.3083 | 0.00082063 | 2.2 | 0 | 0 | 3713.5432 | 480 | 0.75188 | 2.3148 | 1.6541 | 0.00041031 | 0.37594 | 1.1574 | 0.82707 | 0.00020516 | 0.075188 | 0.23148 | 0.16541 | 4.1031e-05 | 8:34 | 0.71255 | 50.96 | 0.35628 | 29.97 | 0.17814 | 16.32 | 0.035628 | 3.5 | 0.35628 | 29.97 | 0.17814 | 16.32 | 0.089069 | 8.52 | 0.017814 | 1.77 | 0.17814 | 16.32 | 0.089069 | 8.52 | 0.044535 | 4.36 | 0.0089069 | 0.89 | 0.035628 | 3.5 | 0.017814 | 1.77 | 0.0089069 | 0.89 | 0.0017814 | 0.18
7.5 | 41 | 0 | 0 | 1 | 40 | 1.5065 | 4.6296 | 1.38 | 3.3143 | 0.00082213 | 2.2 | 0 | 0 | 3719.4601 | 480 | 0.75326 | 2.3148 | 1.6572 | 0.00041106 | 0.37663 | 1.1574 | 0.82858 | 0.00020553 | 0.075326 | 0.23148 | 0.16572 | 4.1106e-05 | 8:34 | 0.71688 | 51.17 | 0.35844 | 30.12 | 0.17922 | 16.41 | 0.035844 | 3.52 | 0.35844 | 30.12 | 0.17922 | 16.41 | 0.089611 | 8.57 | 0.017922 | 1.78 | 0.17922 | 16.41 | 0.089611 | 8.57 | 0.044805 | 4.38 | 0.0089611 | 0.89 | 0.035844 | 3.52 | 0.017922 | 1.78 | 0.0089611 | 0.89 | 0.0017922 | 0.18
7.5 | 41 | 0 | 0 | 1 | 40 | 1.5092 | 4.6296 | 1.38 | 3.3203 | 0.00082362 | 2.2 | 0 | 0 | 3725.3498 | 480 | 0.75462 | 2.3148 | 1.6602 | 0.00041181 | 0.37731 | 1.1574 | 0.83009 | 0.00020591 | 0.075462 | 0.23148 | 0.16602 | 4.1181e-05 | 8:34 | 0.72122 | 51.38 | 0.36061 | 30.28 | 0.18031 | 16.5 | 0.036061 | 3.54 | 0.36061 | 30.28 | 0.18031 | 16.5 | 0.090153 | 8.62 | 0.018031 | 1.79 | 0.18031 | 16.5 | 0.090153 | 8.62 | 0.045076 | 4.41 | 0.0090153 | 0.9 | 0.036061 | 3.54 | 0.018031 | 1.79 | 0.0090153 | 0.9 | 0.0018031 | 0.18
7.5 | 41 | 0 | 0 | 1 | 40 | 1.512 | 4.6296 | 1.38 | 3.3263 | 0.00082511 | 2.2 | 0 | 0 | 3731.2126 | 480 | 0.75599 | 2.3148 | 1.6632 | 0.00041256 | 0.37799 | 1.1574 | 0.83159 | 0.00020628 | 0.075599 | 0.23148 | 0.16632 | 4.1256e-05 | 8:35 | 0.72557 | 51.6 | 0.36279 | 30.43 | 0.18139 | 16.59 | 0.036279 | 3.56 | 0.36279 | 30.43 | 0.18139 | 16.59 | 0.090696 | 8.67 | 0.018139 | 1.8 | 0.18139 | 16.59 | 0.090696 | 8.67 | 0.045348 | 4.43 | 0.0090696 | 0.9 | 0.036279 | 3.56 | 0.018139 | 1.8 | 0.0090696 | 0.9 | 0.0018139 | 0.18
7.5 | 41 | 0 | 0 | 1 | 40 | 1.5147 | 4.6296 | 1.38 | 3.3323 | 0.00082659 | 2.2 | 0 | 0 | 3737.0485 | 480 | 0.75734 | 2.3148 | 1.6662 | 0.0004133 | 0.37867 | 1.1574 | 0.83308 | 0.00020665 | 0.075734 | 0.23148 | 0.16662 | 4.133e-05 | 8:35 | 0.72993 | 51.81 | 0.36496 | 30.58 | 0.18248 | 16.68 | 0.036496 | 3.58 | 0.36496 | 30.58 | 0.18248 | 16.68 | 0.091241 | 8.72 | 0.018248 | 1.81 | 0.18248 | 16.68 | 0.091241 | 8.72 | 0.04562 | 4.46 | 0.0091241 | 0.91 | 0.036496 | 3.58 | 0.018248 | 1.81 | 0.0091241 | 0.91 | 0.0018248 | 0.18
7.5 | 41 | 0 | 0 | 1 | 40 | 1.5174 | 4.6296 | 1.38 | 3.3383 | 0.00082807 | 2.2 | 0 | 0 | 3742.8576 | 480 | 0.75869 | 2.3148 | 1.6691 | 0.00041403 | 0.37935 | 1.1574 | 0.83456 | 0.00020702 | 0.075869 | 0.23148 | 0.16691 | 4.1403e-05 | 8:35 | 0.73429 | 52.02 | 0.36714 | 30.73 | 0.18357 | 16.77 | 0.036714 | 3.6 | 0.36714 | 30.73 | 0.18357 | 16.77 | 0.091786 | 8.77 | 0.018357 | 1.82 | 0.18357 | 16.77 | 0.091786 | 8.77 | 0.045893 | 4.49 | 0.0091786 | 0.91 | 0.036714 | 3.6 | 0.018357 | 1.82 | 0.0091786 | 0.91 | 0.0018357 | 0.18
7.5 | 41 | 0 | 0 | 1 | 40 | 1.5201 | 4.6296 | 1.38 | 3.3442 | 0.00082953 | 2.2 | 0 | 0 | 3748.6401 | 480 | 0.76004 | 2.3148 | 1.6721 | 0.00041477 | 0.38002 | 1.1574 | 0.83604 | 0.00020738 | 0.076004 | 0.23148 | 0.16721 | 4.1477e-05 | 8:35 | 0.73866 | 52.22 | 0.36933 | 30.88 | 0.18466 | 16.86 | 0.036933 | 3.63 | 0.36933 | 30.88 | 0.18466 | 16.86 | 0.092332 | 8.82 | 0.018466 | 1.83 | 0.18466 | 16.86 | 0.092332 | 8.82 | 0.046166 | 4.51 | 0.0092332 | 0.92 | 0.036933 | 3.63 | 0.018466 | 1.83 | 0.0092332 | 0.92 | 0.0018466 | 0.18
7.5 | 41 | 0 | 0 | 1 | 40 | 1.5228 | 4.6296 | 1.38 | 3.3501 | 0.00083099 | 2.2 | 0 | 0 | 3754.3961 | 480 | 0.76138 | 2.3148 | 1.675 | 0.0004155 | 0.38069 | 1.1574 | 0.83752 | 0.00020775 | 0.076138 | 0.23148 | 0.1675 | 4.155e-05 | 8:35 | 0.74304 | 52.43 | 0.37152 | 31.03 | 0.18576 | 16.95 | 0.037152 | 3.65 | 0.37152 | 31.03 | 0.18576 | 16.95 | 0.092879 | 8.87 | 0.018576 | 1.84 | 0.18576 | 16.95 | 0.092879 | 8.87 | 0.04644 | 4.54 | 0.0092879 | 0.92 | 0.037152 | 3.65 | 0.018576 | 1.84 | 0.0092879 | 0.92 | 0.0018576 | 0.19
7.5 | 41 | 0 | 0 | 1 | 40 | 1.5254 | 4.6296 | 1.38 | 3.3559 | 0.00083245 | 2.2 | 0 | 0 | 3760.1257 | 480 | 0.76271 | 2.3148 | 1.678 | 0.00041622 | 0.38135 | 1.1574 | 0.83898 | 0.00020811 | 0.076271 | 0.23148 | 0.1678 | 4.1622e-05 | 8:35 | 0.74742 | 52.64 | 0.37371 | 31.18 | 0.18686 | 17.04 | 0.037371 | 3.67 | 0.37371 | 31.18 | 0.18686 | 17.04 | 0.093428 | 8.92 | 0.018686 | 1.85 | 0.18686 | 17.04 | 0.093428 | 8.92 | 0.046714 | 4.56 | 0.0093428 | 0.93 | 0.037371 | 3.67 | 0.018686 | 1.85 | 0.0093428 | 0.93 | 0.0018686 | 0.19
7.5 | 41 | 0 | 0 | 1 | 40 | 1.5281 | 4.6296 | 1.38 | 3.3618 | 0.0008339 | 2.2 | 0 | 0 | 3765.8291 | 480 | 0.76404 | 2.3148 | 1.6809 | 0.00041695 | 0.38202 | 1.1574 | 0.84044 | 0.00020847 | 0.076404 | 0.23148 | 0.16809 | 4.1695e-05 | 8:35 | 0.75181 | 52.85 | 0.37591 | 31.33 | 0.18795 | 17.13 | 0.037591 | 3.69 | 0.37591 | 31.33 | 0.18795 | 17.13 | 0.093977 | 8.97 | 0.018795 | 1.86 | 0.18795 | 17.13 | 0.093977 | 8.97 | 0.046988 | 4.59 | 0.0093977 | 0.94 | 0.037591 | 3.69 | 0.018795 | 1.86 | 0.0093977 | 0.94 | 0.0018795 | 0.19
7.5 | 41 | 0 | 0 | 1 | 40 | 1.5307 | 4.6296 | 1.38 | 3.3676 | 0.00083534 | 2.2 | 0 | 0 | 3771.5063 | 480 | 0.76536 | 2.3148 | 1.6838 | 0.00041767 | 0.38268 | 1.1574 | 0.84189 | 0.00020883 | 0.076536 | 0.23148 | 0.16838 | 4.1767e-05 | 8:35 | 0.75622 | 53.06 | 0.37811 | 31.48 | 0.18905 | 17.23 | 0.037811 | 3.71 | 0.37811 | 31.48 | 0.18905 | 17.23 | 0.094527 | 9.02 | 0.018905 | 1.87 | 0.18905 | 17.23 | 0.094527 | 9.02 | 0.047263 | 4.62 | 0.0094527 | 0.94 | 0.037811 | 3.71 | 0.018905 | 1.87 | 0.0094527 | 0.94 | 0.0018905 | 0.19
7.5 | 41 | 0 | 0 | 1 | 40 | 1.5333 | 4.6296 | 1.38 | 3.3733 | 0.00083677 | 2.2 | 0 | 0 | 3777.1575 | 480 | 0.76667 | 2.3148 | 1.6867 | 0.00041838 | 0.38333 | 1.1574 | 0.84334 | 0.00020919 | 0.076667 | 0.23148 | 0.16867 | 4.1838e-05 | 8:36 | 0.76062 | 53.26 | 0.38031 | 31.64 | 0.19016 | 17.32 | 0.038031 | 3.73 | 0.38031 | 31.64 | 0.19016 | 17.32 | 0.095078 | 9.07 | 0.019016 | 1.88 | 0.19016 | 17.32 | 0.095078 | 9.07 | 0.047539 | 4.64 | 0.0095078 | 0.95 | 0.038031 | 3.73 | 0.019016 | 1.88 | 0.0095078 | 0.95 | 0.0019016 | 0.19
7.5 | 41 | 0 | 0 | 1 | 40 | 1.536 | 4.6296 | 1.38 | 3.3791 | 0.0008382 | 2.2 | 0 | 0 | 3782.7828 | 480 | 0.76798 | 2.3148 | 1.6895 | 0.0004191 | 0.38399 | 1.1574 | 0.84477 | 0.00020955 | 0.076798 | 0.23148 | 0.16895 | 4.191e-05 | 8:36 | 0.76504 | 53.47 | 0.38252 | 31.79 | 0.19126 | 17.41 | 0.038252 | 3.75 | 0.38252 | 31.79 | 0.19126 | 17.41 | 0.09563 | 9.12 | 0.019126 | 1.89 | 0.19126 | 17.41 | 0.09563 | 9.12 | 0.047815 | 4.67 | 0.009563 | 0.95 | 0.038252 | 3.75 | 0.019126 | 1.89 | 0.009563 | 0.95 | 0.0019126 | 0.19
7.5 | 41 | 0 | 0 | 1 | 40 | 1.5386 | 4.6296 | 1.38 | 3.3848 | 0.00083962 | 2.2 | 0 | 0 | 3788.3823 | 480 | 0.76928 | 2.3148 | 1.6924 | 0.00041981 | 0.38464 | 1.1574 | 0.84621 | 0.0002099 | 0.076928 | 0.23148 | 0.16924 | 4.1981e-05 | 8:36 | 0.76946 | 53.67 | 0.38473 | 31.94 | 0.19237 | 17.5 | 0.038473 | 3.77 | 0.38473 | 31.94 | 0.19237 | 17.5 | 0.096183 | 9.17 | 0.019237 | 1.91 | 0.19237 | 17.5 | 0.096183 | 9.17 | 0.048091 | 4.7 | 0.0096183 | 0.96 | 0.038473 | 3.77 | 0.019237 | 1.91 | 0.0096183 | 0.96 | 0.0019237 | 0.19
7.5 | 41 | 0 | 0 | 1 | 40 | 1.5411 | 4.6296 | 1.38 | 3.3905 | 0.00084103 | 2.2 | 0 | 0 | 3793.9561 | 480 | 0.77057 | 2.3148 | 1.6953 | 0.00042052 | 0.38529 | 1.1574 | 0.84763 | 0.00021026 | 0.077057 | 0.23148 | 0.16953 | 4.2052e-05 | 8:36 | 0.77389 | 53.88 | 0.38695 | 32.09 | 0.19347 | 17.59 | 0.038695 | 3.8 | 0.38695 | 32.09 | 0.19347 | 17.59 | 0.096737 | 9.22 | 0.019347 | 1.92 | 0.19347 | 17.59 | 0.096737 | 9.22 | 0.048368 | 4.72 | 0.0096737 | 0.96 | 0.038695 | 3.8 | 0.019347 | 1.92 | 0.0096737 | 0.96 | 0.0019347 | 0.19
7.5 | 41 | 0 | 0 | 1 | 40 | 1.5437 | 4.6296 | 1.38 | 3.3962 | 0.00084244 | 2.2 | 0 | 0 | 3799.5045 | 480 | 0.77186 | 2.3148 | 1.6981 | 0.00042122 | 0.38593 | 1.1574 | 0.84905 | 0.00021061 | 0.077186 | 0.23148 | 0.16981 | 4.2122e-05 | 8:36 | 0.77833 | 54.08 | 0.38917 | 32.24 | 0.19458 | 17.68 | 0.038917 | 3.82 | 0.38917 | 32.24 | 0.19458 | 17.68 | 0.097291 | 9.27 | 0.019458 | 1.93 | 0.19458 | 17.68 | 0.097291 | 9.27 | 0.048646 | 4.75 | 0.0097291 | 0.97 | 0.038917 | 3.82 | 0.019458 | 1.93 | 0.0097291 | 0.97 | 0.0019458 | 0.19
7.5 | 41 | 0 | 0 | 1 | 40 | 1.5463 | 4.6296 | 1.38 | 3.4019 | 0.00084384 | 2.2 | 0 | 0 | 3805.0273 | 480 | 0.77315 | 2.3148 | 1.7009 | 0.00042192 | 0.38657 | 1.1574 | 0.85046 | 0.00021096 | 0.077315 | 0.23148 | 0.17009 | 4.2192e-05 | 8:36 | 0.78278 | 54.29 | 0.39139 | 32.39 | 0.19569 | 17.77 | 0.039139 | 3.84 | 0.39139 | 32.39 | 0.19569 | 17.77 | 0.097847 | 9.32 | 0.019569 | 1.94 | 0.19569 | 17.77 | 0.097847 | 9.32 | 0.048924 | 4.77 | 0.0097847 | 0.97 | 0.039139 | 3.84 | 0.019569 | 1.94 | 0.0097847 | 0.97 | 0.0019569 | 0.2
7.5 | 41 | 0 | 0 | 1 | 40 | 1.5489 | 4.6296 | 1.38 | 3.4075 | 0.00084524 | 2.2 | 0 | 0 | 3810.5249 | 480 | 0.77443 | 2.3148 | 1.7037 | 0.00042262 | 0.38721 | 1.1574 | 0.85187 | 0.00021131 | 0.077443 | 0.23148 | 0.17037 | 4.2262e-05 | 8:36 | 0.78723 | 54.49 | 0.39362 | 32.54 | 0.19681 | 17.87 | 0.039362 | 3.86 | 0.39362 | 32.54 | 0.19681 | 17.87 | 0.098404 | 9.37 | 0.019681 | 1.95 | 0.19681 | 17.87 | 0.098404 | 9.37 | 0.049202 | 4.8 | 0.0098404 | 0.98 | 0.039362 | 3.86 | 0.019681 | 1.95 | 0.0098404 | 0.98 | 0.0019681 | 0.2
7.5 | 41 | 0 | 0 | 1 | 40 | 1.5514 | 4.6296 | 1.38 | 3.4131 | 0.00084662 | 2.2 | 0 | 0 | 3815.9972 | 480 | 0.7757 | 2.3148 | 1.7065 | 0.00042331 | 0.38785 | 1.1574 | 0.85327 | 0.00021166 | 0.07757 | 0.23148 | 0.17065 | 4.2331e-05 | 8:36 | 0.79169 | 54.69 | 0.39585 | 32.69 | 0.19792 | 17.96 | 0.039585 | 3.88 | 0.39585 | 32.69 | 0.19792 | 17.96 | 0.098961 | 9.42 | 0.019792 | 1.96 | 0.19792 | 17.96 | 0.098961 | 9.42 | 0.049481 | 4.83 | 0.0098961 | 0.98 | 0.039585 | 3.88 | 0.019792 | 1.96 | 0.0098961 | 0.98 | 0.0019792 | 0.2
7.5 | 41 | 0 | 0 | 1 | 40 | 1.5539 | 4.6296 | 1.38 | 3.4186 | 0.00084801 | 2.2 | 0 | 0 | 3821.4445 | 480 | 0.77696 | 2.3148 | 1.7093 | 0.000424 | 0.38848 | 1.1574 | 0.85466 | 0.000212 | 0.077696 | 0.23148 | 0.17093 | 4.24e-05 | 8:37 | 0.79616 | 54.89 | 0.39808 | 32.84 | 0.19904 | 18.05 | 0.039808 | 3.9 | 0.39808 | 32.84 | 0.19904 | 18.05 | 0.09952 | 9.47 | 0.019904 | 1.97 | 0.19904 | 18.05 | 0.09952 | 9.47 | 0.04976 | 4.85 | 0.009952 | 0.99 | 0.039808 | 3.9 | 0.019904 | 1.97 | 0.009952 | 0.99 | 0.0019904 | 0.2
7.5 | 41 | 0 | 0 | 1 | 40 | 1.5565 | 4.6296 | 1.38 | 3.4242 | 0.00084938 | 2.2 | 0 | 0 | 3826.8668 | 480 | 0.77823 | 2.3148 | 1.7121 | 0.00042469 | 0.38911 | 1.1574 | 0.85605 | 0.00021235 | 0.077823 | 0.23148 | 0.17121 | 4.2469e-05 | 8:37 | 0.80063 | 55.1 | 0.40032 | 32.99 | 0.20016 | 18.14 | 0.040032 | 3.92 | 0.40032 | 32.99 | 0.20016 | 18.14 | 0.10008 | 9.52 | 0.020016 | 1.98 | 0.20016 | 18.14 | 0.10008 | 9.52 | 0.05004 | 4.88 | 0.010008 | 1 | 0.040032 | 3.92 | 0.020016 | 1.98 | 0.010008 | 1 | 0.0020016 | 0.2
7.5 | 41 | 0 | 0 | 1 | 40 | 1.559 | 4.6296 | 1.38 | 3.4297 | 0.00085075 | 2.2 | 0 | 0 | 3832.2643 | 480 | 0.77948 | 2.3148 | 1.7149 | 0.00042538 | 0.38974 | 1.1574 | 0.85743 | 0.00021269 | 0.077948 | 0.23148 | 0.17149 | 4.2538e-05 | 8:37 | 0.80512 | 55.3 | 0.40256 | 33.14 | 0.20128 | 18.23 | 0.040256 | 3.95 | 0.40256 | 33.14 | 0.20128 | 18.23 | 0.10064 | 9.57 | 0.020128 | 1.99 | 0.20128 | 18.23 | 0.10064 | 9.57 | 0.05032 | 4.91 | 0.010064 | 1 | 0.040256 | 3.95 | 0.020128 | 1.99 | 0.010064 | 1 | 0.0020128 | 0.2
7.5 | 41 | 0 | 0 | 1 | 40 | 1.5615 | 4.6296 | 1.38 | 3.4352 | 0.00085212 | 2.2 | 0 | 0 | 3837.637 | 480 | 0.78073 | 2.3148 | 1.7176 | 0.00042606 | 0.39036 | 1.1574 | 0.8588 | 0.00021303 | 0.078073 | 0.23148 | 0.17176 | 4.2606e-05 | 8:37 | 0.8096 | 55.5 | 0.4048 | 33.29 | 0.2024 | 18.32 | 0.04048 | 3.97 | 0.4048 | 33.29 | 0.2024 | 18.32 | 0.1012 | 9.62 | 0.02024 | 2 | 0.2024 | 18.32 | 0.1012 | 9.62 | 0.0506 | 4.93 | 0.01012 | 1.01 | 0.04048 | 3.97 | 0.02024 | 2 | 0.01012 | 1.01 | 0.002024 | 0.2
7.5 | 41 | 0 | 0 | 1 | 40 | 1.5639 | 4.6296 | 1.38 | 3.4407 | 0.00085347 | 2.2 | 0 | 0 | 3842.9851 | 480 | 0.78197 | 2.3148 | 1.7203 | 0.00042674 | 0.39099 | 1.1574 | 0.86017 | 0.00021337 | 0.078197 | 0.23148 | 0.17203 | 4.2674e-05 | 8:37 | 0.8141 | 55.7 | 0.40705 | 33.44 | 0.20353 | 18.42 | 0.040705 | 3.99 | 0.40705 | 33.44 | 0.20353 | 18.42 | 0.10176 | 9.68 | 0.020353 | 2.01 | 0.20353 | 18.42 | 0.10176 | 9.68 | 0.050881 | 4.96 | 0.010176 | 1.01 | 0.040705 | 3.99 | 0.020353 | 2.01 | 0.010176 | 1.01 | 0.0020353 | 0.2
7.5 | 41 | 0 | 0 | 1 | 40 | 1.5664 | 4.6296 | 1.38 | 3.4461 | 0.00085482 | 2.2 | 0 | 0 | 3848.3087 | 480 | 0.78321 | 2.3148 | 1.7231 | 0.00042741 | 0.3916 | 1.1574 | 0.86153 | 0.00021371 | 0.078321 | 0.23148 | 0.17231 | 4.2741e-05 | 8:37 | 0.8186 | 55.9 | 0.4093 | 33.59 | 0.20465 | 18.51 | 0.04093 | 4.01 | 0.4093 | 33.59 | 0.20465 | 18.51 | 0.10233 | 9.73 | 0.020465 | 2.03 | 0.20465 | 18.51 | 0.10233 | 9.73 | 0.051163 | 4.99 | 0.010233 | 1.02 | 0.04093 | 4.01 | 0.020465 | 2.03 | 0.010233 | 1.02 | 0.0020465 | 0.2
7.5 | 41 | 0 | 0 | 1 | 40 | 1.5689 | 4.6296 | 1.38 | 3.4515 | 0.00085617 | 2.2 | 0 | 0 | 3853.6079 | 480 | 0.78444 | 2.3148 | 1.7258 | 0.00042808 | 0.39222 | 1.1574 | 0.86289 | 0.00021404 | 0.078444 | 0.23148 | 0.17258 | 4.2808e-05 | 8:37 | 0.82311 | 56.09 | 0.41156 | 33.74 | 0.20578 | 18.6 | 0.041156 | 4.03 | 0.41156 | 33.74 | 0.20578 | 18.6 | 0.10289 | 9.78 | 0.020578 | 2.04 | 0.20578 | 18.6 | 0.10289 | 9.78 | 0.051445 | 5.01 | 0.010289 | 1.02 | 0.041156 | 4.03 | 0.020578 | 2.04 | 0.010289 | 1.02 | 0.0020578 | 0.21
7.5 | 41 | 0 | 0 | 1 | 40 | 1.5713 | 4.6296 | 1.38 | 3.4569 | 0.00085751 | 2.2 | 0 | 0 | 3858.8828 | 480 | 0.78567 | 2.3148 | 1.7285 | 0.00042875 | 0.39283 | 1.1574 | 0.86423 | 0.00021438 | 0.078567 | 0.23148 | 0.17285 | 4.2875e-05 | 8:37 | 0.82763 | 56.29 | 0.41382 | 33.89 | 0.20691 | 18.69 | 0.041382 | 4.05 | 0.41382 | 33.89 | 0.20691 | 18.69 | 0.10345 | 9.83 | 0.020691 | 2.05 | 0.20691 | 18.69 | 0.10345 | 9.83 | 0.051727 | 5.04 | 0.010345 | 1.03 | 0.041382 | 4.05 | 0.020691 | 2.05 | 0.010345 | 1.03 | 0.0020691 | 0.21
7.5 | 41 | 0 | 0 | 1 | 40 | 1.5738 | 4.6296 | 1.38 | 3.4623 | 0.00085884 | 2.2 | 0 | 0 | 3864.1335 | 480 | 0.78689 | 2.3148 | 1.7312 | 0.00042942 | 0.39344 | 1.1574 | 0.86558 | 0.00021471 | 0.078689 | 0.23148 | 0.17312 | 4.2942e-05 | 8:38 | 0.83216 | 56.49 | 0.41608 | 34.04 | 0.20804 | 18.78 | 0.041608 | 4.08 | 0.41608 | 34.04 | 0.20804 | 18.78 | 0.10402 | 9.88 | 0.020804 | 2.06 | 0.20804 | 18.78 | 0.10402 | 9.88 | 0.05201 | 5.07 | 0.010402 | 1.03 | 0.041608 | 4.08 | 0.020804 | 2.06 | 0.010402 | 1.03 | 0.0020804 | 0.21
7.5 | 41 | 0 | 0 | 1 | 40 | 1.5762 | 4.6296 | 1.38 | 3.4677 | 0.00086016 | 2.2 | 0 | 0 | 3869.3602 | 480 | 0.7881 | 2.3148 | 1.7338 | 0.00043008 | 0.39405 | 1.1574 | 0.86691 | 0.00021504 | 0.07881 | 0.23148 | 0.17338 | 4.3008e-05 | 8:38 | 0.83669 | 56.69 | 0.41834 | 34.19 | 0.20917 | 18.87 | 0.041834 | 4.1 | 0.41834 | 34.19 | 0.20917 | 18.87 | 0.10459 | 9.93 | 0.020917 | 2.07 | 0.20917 | 18.87 | 0.10459 | 9.93 | 0.052293 | 5.09 | 0.010459 | 1.04 | 0.041834 | 4.1 | 0.020917 | 2.07 | 0.010459 | 1.04 | 0.0020917 | 0.21
7.5 | 41 | 0 | 0 | 1 | 40 | 1.5786 | 4.6296 | 1.38 | 3.473 | 0.00086148 | 2.2 | 0 | 0 | 3874.5629 | 480 | 0.78931 | 2.3148 | 1.7365 | 0.00043074 | 0.39466 | 1.1574 | 0.86824 | 0.00021537 | 0.078931 | 0.23148 | 0.17365 | 4.3074e-05 | 8:38 | 0.84123 | 56.88 | 0.42061 | 34.34 | 0.21031 | 18.97 | 0.042061 | 4.12 | 0.42061 | 34.34 | 0.21031 | 18.97 | 0.10515 | 9.98 | 0.021031 | 2.08 | 0.21031 | 18.97 | 0.10515 | 9.98 | 0.052577 | 5.12 | 0.010515 | 1.05 | 0.042061 | 4.12 | 0.021031 | 2.08 | 0.010515 | 1.05 | 0.0021031 | 0.21
7.5 | 41 | 0 | 0 | 1 | 40 | 1.581 | 4.6296 | 1.38 | 3.4783 | 0.0008628 | 2.2 | 0 | 0 | 3879.7417 | 480 | 0.79052 | 2.3148 | 1.7391 | 0.0004314 | 0.39526 | 1.1574 | 0.86957 | 0.0002157 | 0.079052 | 0.23148 | 0.17391 | 4.314e-05 | 8:38 | 0.84577 | 57.08 | 0.42289 | 34.48 | 0.21144 | 19.06 | 0.042289 | 4.14 | 0.42289 | 34.48 | 0.21144 | 19.06 | 0.10572 | 10.03 | 0.021144 | 2.09 | 0.21144 | 19.06 | 0.10572 | 10.03 | 0.052861 | 5.15 | 0.010572 | 1.05 | 0.042289 | 4.14 | 0.021144 | 2.09 | 0.010572 | 1.05 | 0.0021144 | 0.21
7.5 | 41 | 0 | 0 | 1 | 40 | 1.5834 | 4.6296 | 1.38 | 3.4835 | 0.00086411 | 2.2 | 0 | 0 | 3884.8969 | 480 | 0.79172 | 2.3148 | 1.7418 | 0.00043205 | 0.39586 | 1.1574 | 0.87089 | 0.00021603 | 0.079172 | 0.23148 | 0.17418 | 4.3205e-05 | 8:38 | 0.85032 | 57.27 | 0.42516 | 34.63 | 0.21258 | 19.15 | 0.042516 | 4.16 | 0.42516 | 34.63 | 0.21258 | 19.15 | 0.10629 | 10.08 | 0.021258 | 2.1 | 0.21258 | 19.15 | 0.10629 | 10.08 | 0.053145 | 5.18 | 0.010629 | 1.06 | 0.042516 | 4.16 | 0.021258 | 2.1 | 0.010629 | 1.06 | 0.0021258 | 0.21
7.5 | 41 | 0 | 0 | 1 | 40 | 1.5858 | 4.6296 | 1.38 | 3.4888 | 0.00086541 | 2.2 | 0 | 0 | 3890.0283 | 480 | 0.79291 | 2.3148 | 1.7444 | 0.0004327 | 0.39645 | 1.1574 | 0.8722 | 0.00021635 | 0.079291 | 0.23148 | 0.17444 | 4.327e-05 | 8:38 | 0.85488 | 57.47 | 0.42744 | 34.78 | 0.21372 | 19.24 | 0.042744 | 4.18 | 0.42744 | 34.78 | 0.21372 | 19.24 | 0.10686 | 10.13 | 0.021372 | 2.11 | 0.21372 | 19.24 | 0.10686 | 10.13 | 0.05343 | 5.2 | 0.010686 | 1.06 | 0.042744 | 4.18 | 0.021372 | 2.11 | 0.010686 | 1.06 | 0.0021372 | 0.21
7.5 | 41 | 0 | 0 | 1 | 40 | 1.5882 | 4.6296 | 1.38 | 3.494 | 0.0008667 | 2.2 | 0 | 0 | 3895.1363 | 480 | 0.7941 | 2.3148 | 1.747 | 0.00043335 | 0.39705 | 1.1574 | 0.87351 | 0.00021668 | 0.07941 | 0.23148 | 0.1747 | 4.3335e-05 | 8:38 | 0.85945 | 57.66 | 0.42973 | 34.93 | 0.21486 | 19.33 | 0.042973 | 4.21 | 0.42973 | 34.93 | 0.21486 | 19.33 | 0.10743 | 10.19 | 0.021486 | 2.13 | 0.21486 | 19.33 | 0.10743 | 10.19 | 0.053716 | 5.23 | 0.010743 | 1.07 | 0.042973 | 4.21 | 0.021486 | 2.13 | 0.010743 | 1.07 | 0.0021486 | 0.21
7.5 | 41 | 0 | 0 | 1 | 40 | 1.5906 | 4.6296 | 1.38 | 3.4992 | 0.00086799 | 2.2 | 0 | 0 | 3900.2209 | 480 | 0.79528 | 2.3148 | 1.7496 | 0.000434 | 0.39764 | 1.1574 | 0.87481 | 0.000217 | 0.079528 | 0.23148 | 0.17496 | 4.34e-05 | 8:38 | 0.86402 | 57.85 | 0.43201 | 35.08 | 0.21601 | 19.43 | 0.043201 | 4.23 | 0.43201 | 35.08 | 0.21601 | 19.43 | 0.108 | 10.24 | 0.021601 | 2.14 | 0.21601 | 19.43 | 0.108 | 10.24 | 0.054001 | 5.26 | 0.0108 | 1.07 | 0.043201 | 4.23 | 0.021601 | 2.14 | 0.0108 | 1.07 | 0.0021601 | 0.22
7.5 | 41 | 0 | 0 | 1 | 40 | 1.5929 | 4.6296 | 1.38 | 3.5044 | 0.00086928 | 2.2 | 0 | 0 | 3905.2821 | 480 | 0.79645 | 2.3148 | 1.7522 | 0.00043464 | 0.39823 | 1.1574 | 0.8761 | 0.00021732 | 0.079645 | 0.23148 | 0.17522 | 4.3464e-05 | 8:39 | 0.8686 | 58.05 | 0.4343 | 35.23 | 0.21715 | 19.52 | 0.04343 | 4.25 | 0.4343 | 35.23 | 0.21715 | 19.52 | 0.10858 | 10.29 | 0.021715 | 2.15 | 0.21715 | 19.52 | 0.10858 | 10.29 | 0.054288 | 5.28 | 0.010858 | 1.08 | 0.04343 | 4.25 | 0.021715 | 2.15 | 0.010858 | 1.08 | 0.0021715 | 0.22
7.5 | 41 | 0 | 0 | 1 | 40 | 1.5953 | 4.6296 | 1.38 | 3.5096 | 0.00087056 | 2.2 | 0 | 0 | 3910.3202 | 480 | 0.79763 | 2.3148 | 1.7548 | 0.00043528 | 0.39881 | 1.1574 | 0.87739 | 0.00021764 | 0.079763 | 0.23148 | 0.17548 | 4.3528e-05 | 8:39 | 0.87319 | 58.24 | 0.43659 | 35.38 | 0.2183 | 19.61 | 0.043659 | 4.27 | 0.43659 | 35.38 | 0.2183 | 19.61 | 0.10915 | 10.34 | 0.02183 | 2.16 | 0.2183 | 19.61 | 0.10915 | 10.34 | 0.054574 | 5.31 | 0.010915 | 1.09 | 0.043659 | 4.27 | 0.02183 | 2.16 | 0.010915 | 1.09 | 0.002183 | 0.22
7.5 | 41 | 0 | 0 | 1 | 40 | 1.5976 | 4.6296 | 1.38 | 3.5147 | 0.00087183 | 2.2 | 0 | 0 | 3915.3352 | 480 | 0.79879 | 2.3148 | 1.7573 | 0.00043591 | 0.3994 | 1.1574 | 0.87867 | 0.00021796 | 0.079879 | 0.23148 | 0.17573 | 4.3591e-05 | 8:39 | 0.87778 | 58.43 | 0.43889 | 35.52 | 0.21945 | 19.7 | 0.043889 | 4.29 | 0.43889 | 35.52 | 0.21945 | 19.7 | 0.10972 | 10.39 | 0.021945 | 2.17 | 0.21945 | 19.7 | 0.10972 | 10.39 | 0.054861 | 5.34 | 0.010972 | 1.09 | 0.043889 | 4.29 | 0.021945 | 2.17 | 0.010972 | 1.09 | 0.0021945 | 0.22
7.5 | 41 | 0 | 0 | 1 | 40 | 1.5999 | 4.6296 | 1.38 | 3.5198 | 0.0008731 | 2.2 | 0 | 0 | 3920.3271 | 480 | 0.79995 | 2.3148 | 1.7599 | 0.00043655 | 0.39998 | 1.1574 | 0.87995 | 0.00021827 | 0.079995 | 0.23148 | 0.17599 | 4.3655e-05 | 8:39 | 0.88238 | 58.62 | 0.44119 | 35.67 | 0.2206 | 19.8 | 0.044119 | 4.32 | 0.44119 | 35.67 | 0.2206 | 19.8 | 0.1103 | 10.44 | 0.02206 | 2.18 | 0.2206 | 19.8 | 0.1103 | 10.44 | 0.055149 | 5.37 | 0.01103 | 1.1 | 0.044119 | 4.32 | 0.02206 | 2.18 | 0.01103 | 1.1 | 0.002206 | 0.22
7.5 | 41 | 0 | 0 | 1 | 40 | 1.6022 | 4.6296 | 1.38 | 3.5249 | 0.00087436 | 2.2 | 0 | 0 | 3925.2962 | 480 | 0.80111 | 2.3148 | 1.7624 | 0.00043718 | 0.40055 | 1.1574 | 0.88122 | 0.00021859 | 0.080111 | 0.23148 | 0.17624 | 4.3718e-05 | 8:39 | 0.88699 | 58.81 | 0.44349 | 35.82 | 0.22175 | 19.89 | 0.044349 | 4.34 | 0.44349 | 35.82 | 0.22175 | 19.89 | 0.11087 | 10.49 | 0.022175 | 2.19 | 0.22175 | 19.89 | 0.11087 | 10.49 | 0.055437 | 5.39 | 0.011087 | 1.1 | 0.044349 | 4.34 | 0.022175 | 2.19 | 0.011087 | 1.1 | 0.0022175 | 0.22
7.5 | 41 | 0 | 0 | 1 | 40 | 1.6045 | 4.6296 | 1.38 | 3.5299 | 0.00087561 | 2.2 | 0 | 0 | 3930.2426 | 480 | 0.80226 | 2.3148 | 1.765 | 0.00043781 | 0.40113 | 1.1574 | 0.88248 | 0.0002189 | 0.080226 | 0.23148 | 0.1765 | 4.3781e-05 | 8:39 | 0.8916 | 59 | 0.4458 | 35.97 | 0.2229 | 19.98 | 0.04458 | 4.36 | 0.4458 | 35.97 | 0.2229 | 19.98 | 0.11145 | 10.55 | 0.02229 | 2.2 | 0.2229 | 19.98 | 0.11145 | 10.55 | 0.055725 | 5.42 | 0.011145 | 1.11 | 0.04458 | 4.36 | 0.02229 | 2.2 | 0.011145 | 1.11 | 0.002229 | 0.22
7.5 | 41 | 0 | 0 | 1 | 40 | 1.6068 | 4.6296 | 1.38 | 3.535 | 0.00087686 | 2.2 | 0 | 0 | 3935.1662 | 480 | 0.8034 | 2.3148 | 1.7675 | 0.00043843 | 0.4017 | 1.1574 | 0.88374 | 0.00021922 | 0.08034 | 0.23148 | 0.17675 | 4.3843e-05 | 8:39 | 0.89622 | 59.19 | 0.44811 | 36.12 | 0.22406 | 20.07 | 0.044811 | 4.38 | 0.44811 | 36.12 | 0.22406 | 20.07 | 0.11203 | 10.6 | 0.022406 | 2.22 | 0.22406 | 20.07 | 0.11203 | 10.6 | 0.056014 | 5.45 | 0.011203 | 1.11 | 0.044811 | 4.38 | 0.022406 | 2.22 | 0.011203 | 1.11 | 0.0022406 | 0.22
7.5 | 41 | 0 | 0 | 1 | 40 | 1.6091 | 4.6296 | 1.38 | 3.54 | 0.0008781 | 2.2 | 0 | 0 | 3940.0673 | 480 | 0.80454 | 2.3148 | 1.77 | 0.00043905 | 0.40227 | 1.1574 | 0.885 | 0.00021953 | 0.080454 | 0.23148 | 0.177 | 4.3905e-05 | 8:39 | 0.90085 | 59.38 | 0.45042 | 36.26 | 0.22521 | 20.17 | 0.045042 | 4.4 | 0.45042 | 36.26 | 0.22521 | 20.17 | 0.11261 | 10.65 | 0.022521 | 2.23 | 0.22521 | 20.17 | 0.11261 | 10.65 | 0.056303 | 5.47 | 0.011261 | 1.12 | 0.045042 | 4.4 | 0.022521 | 2.23 | 0.011261 | 1.12 | 0.0022521 | 0.22
7.5 | 41 | 0 | 0 | 1 | 40 | 1.6114 | 4.6296 | 1.38 | 3.545 | 0.00087934 | 2.2 | 0 | 0 | 3944.9459 | 480 | 0.80568 | 2.3148 | 1.7725 | 0.00043967 | 0.40284 | 1.1574 | 0.88624 | 0.00021984 | 0.080568 | 0.23148 | 0.17725 | 4.3967e-05 | 8:40 | 0.90548 | 59.57 | 0.45274 | 36.41 | 0.22637 | 20.26 | 0.045274 | 4.43 | 0.45274 | 36.41 | 0.22637 | 20.26 | 0.11318 | 10.7 | 0.022637 | 2.24 | 0.22637 | 20.26 | 0.11318 | 10.7 | 0.056592 | 5.5 | 0.011318 | 1.13 | 0.045274 | 4.43 | 0.022637 | 2.24 | 0.011318 | 1.13 | 0.0022637 | 0.23
7.5 | 41 | 0 | 0 | 1 | 40 | 1.6136 | 4.6296 | 1.38 | 3.5499 | 0.00088057 | 2.2 | 0 | 0 | 3949.8022 | 480 | 0.8068 | 2.3148 | 1.775 | 0.00044029 | 0.4034 | 1.1574 | 0.88748 | 0.00022014 | 0.08068 | 0.23148 | 0.1775 | 4.4029e-05 | 8:40 | 0.91012 | 59.75 | 0.45506 | 36.56 | 0.22753 | 20.35 | 0.045506 | 4.45 | 0.45506 | 36.56 | 0.22753 | 20.35 | 0.11376 | 10.75 | 0.022753 | 2.25 | 0.22753 | 20.35 | 0.11376 | 10.75 | 0.056882 | 5.53 | 0.011376 | 1.13 | 0.045506 | 4.45 | 0.022753 | 2.25 | 0.011376 | 1.13 | 0.0022753 | 0.23
7.5 | 41 | 0 | 0 | 1 | 40 | 1.6159 | 4.6296 | 1.38 | 3.5549 | 0.0008818 | 2.2 | 0 | 0 | 3954.6362 | 480 | 0.80793 | 2.3148 | 1.7774 | 0.0004409 | 0.40396 | 1.1574 | 0.88872 | 0.00022045 | 0.080793 | 0.23148 | 0.17774 | 4.409e-05 | 8:40 | 0.91476 | 59.94 | 0.45738 | 36.71 | 0.22869 | 20.44 | 0.045738 | 4.47 | 0.45738 | 36.71 | 0.22869 | 20.44 | 0.11435 | 10.81 | 0.022869 | 2.26 | 0.22869 | 20.44 | 0.11435 | 10.81 | 0.057173 | 5.56 | 0.011435 | 1.14 | 0.045738 | 4.47 | 0.022869 | 2.26 | 0.011435 | 1.14 | 0.0022869 | 0.23
7.5 | 41 | 0 | 0 | 1 | 40 | 1.6181 | 4.6296 | 1.38 | 3.5598 | 0.00088302 | 2.2 | 0 | 0 | 3959.4481 | 480 | 0.80905 | 2.3148 | 1.7799 | 0.00044151 | 0.40452 | 1.1574 | 0.88995 | 0.00022076 | 0.080905 | 0.23148 | 0.17799 | 4.4151e-05 | 8:40 | 0.91942 | 60.12 | 0.45971 | 36.85 | 0.22985 | 20.54 | 0.045971 | 4.49 | 0.45971 | 36.85 | 0.22985 | 20.54 | 0.11493 | 10.86 | 0.022985 | 2.27 | 0.22985 | 20.54 | 0.11493 | 10.86 | 0.057464 | 5.58 | 0.011493 | 1.14 | 0.045971 | 4.49 | 0.022985 | 2.27 | 0.011493 | 1.14 | 0.0022985 | 0.23
7.5 | 41 | 0 | 0 | 1 | 40 | 1.6203 | 4.6296 | 1.38 | 3.5647 | 0.00088424 | 2.2 | 0 | 0 | 3964.2379 | 480 | 0.81016 | 2.3148 | 1.7824 | 0.00044212 | 0.40508 | 1.1574 | 0.89118 | 0.00022106 | 0.081016 | 0.23148 | 0.17824 | 4.4212e-05 | 8:40 | 0.92407 | 60.31 | 0.46204 | 37 | 0.23102 | 20.63 | 0.046204 | 4.52 | 0.46204 | 37 | 0.23102 | 20.63 | 0.11551 | 10.91 | 0.023102 | 2.28 | 0.23102 | 20.63 | 0.11551 | 10.91 | 0.057755 | 5.61 | 0.011551 | 1.15 | 0.046204 | 4.52 | 0.023102 | 2.28 | 0.011551 | 1.15 | 0.0023102 | 0.23
7.5 | 41 | 0 | 0 | 1 | 40 | 1.6225 | 4.6296 | 1.38 | 3.5696 | 0.00088545 | 2.2 | 0 | 0 | 3969.0057 | 480 | 0.81127 | 2.3148 | 1.7848 | 0.00044272 | 0.40563 | 1.1574 | 0.8924 | 0.00022136 | 0.081127 | 0.23148 | 0.17848 | 4.4272e-05 | 8:40 | 0.92874 | 60.49 | 0.46437 | 37.15 | 0.23218 | 20.72 | 0.046437 | 4.54 | 0.46437 | 37.15 | 0.23218 | 20.72 | 0.11609 | 10.96 | 0.023218 | 2.3 | 0.23218 | 20.72 | 0.11609 | 10.96 | 0.058046 | 5.64 | 0.011609 | 1.15 | 0.046437 | 4.54 | 0.023218 | 2.3 | 0.011609 | 1.15 | 0.0023218 | 0.23
7.5 | 41 | 0 | 0 | 1 | 40 | 1.6247 | 4.6296 | 1.38 | 3.5744 | 0.00088665 | 2.2 | 0 | 0 | 3973.7517 | 480 | 0.81237 | 2.3148 | 1.7872 | 0.00044333 | 0.40619 | 1.1574 | 0.89361 | 0.00022166 | 0.081237 | 0.23148 | 0.17872 | 4.4333e-05 | 8:40 | 0.93341 | 60.68 | 0.46671 | 37.29 | 0.23335 | 20.81 | 0.046671 | 4.56 | 0.46671 | 37.29 | 0.23335 | 20.81 | 0.11668 | 11.01 | 0.023335 | 2.31 | 0.23335 | 20.81 | 0.11668 | 11.01 | 0.058338 | 5.67 | 0.011668 | 1.16 | 0.046671 | 4.56 | 0.023335 | 2.31 | 0.011668 | 1.16 | 0.0023335 | 0.23
7.5 | 41 | 0 | 0 | 1 | 40 | 1.6269 | 4.6296 | 1.38 | 3.5793 | 0.00088785 | 2.2 | 0 | 0 | 3978.4759 | 480 | 0.81347 | 2.3148 | 1.7896 | 0.00044392 | 0.40674 | 1.1574 | 0.89482 | 0.00022196 | 0.081347 | 0.23148 | 0.17896 | 4.4392e-05 | 8:40 | 0.93809 | 60.86 | 0.46904 | 37.44 | 0.23452 | 20.91 | 0.046904 | 4.58 | 0.46904 | 37.44 | 0.23452 | 20.91 | 0.11726 | 11.06 | 0.023452 | 2.32 | 0.23452 | 20.91 | 0.11726 | 11.06 | 0.05863 | 5.69 | 0.011726 | 1.17 | 0.046904 | 4.58 | 0.023452 | 2.32 | 0.011726 | 1.17 | 0.0023452 | 0.23
7.5 | 41 | 0 | 0 | 1 | 40 | 1.6291 | 4.6296 | 1.38 | 3.5841 | 0.00088904 | 2.2 | 0 | 0 | 3983.1785 | 480 | 0.81456 | 2.3148 | 1.792 | 0.00044452 | 0.40728 | 1.1574 | 0.89602 | 0.00022226 | 0.081456 | 0.23148 | 0.1792 | 4.4452e-05 | 8:41 | 0.94277 | 61.05 | 0.47139 | 37.59 | 0.23569 | 21 | 0.047139 | 4.6 | 0.47139 | 37.59 | 0.23569 | 21 | 0.11785 | 11.12 | 0.023569 | 2.33 | 0.23569 | 21 | 0.11785 | 11.12 | 0.058923 | 5.72 | 0.011785 | 1.17 | 0.047139 | 4.6 | 0.023569 | 2.33 | 0.011785 | 1.17 | 0.0023569 | 0.24
7.5 | 41 | 0 | 0 | 1 | 40 | 1.6313 | 4.6296 | 1.38 | 3.5889 | 0.00089023 | 2.2 | 0 | 0 | 3987.8596 | 480 | 0.81565 | 2.3148 | 1.7944 | 0.00044512 | 0.40783 | 1.1574 | 0.89722 | 0.00022256 | 0.081565 | 0.23148 | 0.17944 | 4.4512e-05 | 8:41 | 0.94746 | 61.23 | 0.47373 | 37.73 | 0.23687 | 21.09 | 0.047373 | 4.63 | 0.47373 | 37.73 | 0.23687 | 21.09 | 0.11843 | 11.17 | 0.023687 | 2.34 | 0.23687 | 21.09 | 0.11843 | 11.17 | 0.059216 | 5.75 | 0.011843 | 1.18 | 0.047373 | 4.63 | 0.023687 | 2.34 | 0.011843 | 1.18 | 0.0023687 | 0.24
7.5 | 41 | 0 | 0 | 1 | 40 | 1.6335 | 4.6296 | 1.38 | 3.5936 | 0.00089141 | 2.2 | 0 | 0 | 3992.5191 | 480 | 0.81673 | 2.3148 | 1.7968 | 0.00044571 | 0.40837 | 1.1574 | 0.89841 | 0.00022285 | 0.081673 | 0.23148 | 0.17968 | 4.4571e-05 | 8:41 | 0.95216 | 61.41 | 0.47608 | 37.88 | 0.23804 | 21.18 | 0.047608 | 4.65 | 0.47608 | 37.88 | 0.23804 | 21.18 | 0.11902 | 11.22 | 0.023804 | 2.35 | 0.23804 | 21.18 | 0.11902 | 11.22 | 0.05951 | 5.78 | 0.011902 | 1.18 | 0.047608 | 4.65 | 0.023804 | 2.35 | 0.011902 | 1.18 | 0.0023804 | 0.24
7.5 | 41 | 0 | 0 | 1 | 40 | 1.6356 | 4.6296 | 1.38 | 3.5984 | 0.00089259 | 2.2 | 0 | 0 | 3997.1574 | 480 | 0.81781 | 2.3148 | 1.7992 | 0.00044629 | 0.40891 | 1.1574 | 0.89959 | 0.00022315 | 0.081781 | 0.23148 | 0.17992 | 4.4629e-05 | 8:41 | 0.95686 | 61.59 | 0.47843 | 38.02 | 0.23922 | 21.28 | 0.047843 | 4.67 | 0.47843 | 38.02 | 0.23922 | 21.28 | 0.11961 | 11.27 | 0.023922 | 2.36 | 0.23922 | 21.28 | 0.11961 | 11.27 | 0.059804 | 5.81 | 0.011961 | 1.19 | 0.047843 | 4.67 | 0.023922 | 2.36 | 0.011961 | 1.19 | 0.0023922 | 0.24
7.5 | 41 | 0 | 0 | 1 | 40 | 1.6378 | 4.6296 | 1.38 | 3.6031 | 0.00089376 | 2.2 | 0 | 0 | 4001.7743 | 480 | 0.81889 | 2.3148 | 1.8015 | 0.00044688 | 0.40944 | 1.1574 | 0.90077 | 0.00022344 | 0.081889 | 0.23148 | 0.18015 | 4.4688e-05 | 8:41 | 0.96157 | 61.77 | 0.48078 | 38.17 | 0.24039 | 21.37 | 0.048078 | 4.69 | 0.48078 | 38.17 | 0.24039 | 21.37 | 0.1202 | 11.33 | 0.024039 | 2.38 | 0.24039 | 21.37 | 0.1202 | 11.33 | 0.060098 | 5.83 | 0.01202 | 1.19 | 0.048078 | 4.69 | 0.024039 | 2.38 | 0.01202 | 1.19 | 0.0024039 | 0.24
7.5 | 41 | 0 | 0 | 1 | 40 | 1.6399 | 4.6296 | 1.38 | 3.6078 | 0.00089493 | 2.2 | 0 | 0 | 4006.3701 | 480 | 0.81995 | 2.3148 | 1.8039 | 0.00044746 | 0.40998 | 1.1574 | 0.90195 | 0.00022373 | 0.081995 | 0.23148 | 0.18039 | 4.4746e-05 | 8:41 | 0.96628 | 61.95 | 0.48314 | 38.32 | 0.24157 | 21.46 | 0.048314 | 4.72 | 0.48314 | 38.32 | 0.24157 | 21.46 | 0.12079 | 11.38 | 0.024157 | 2.39 | 0.24157 | 21.46 | 0.12079 | 11.38 | 0.060393 | 5.86 | 0.012079 | 1.2 | 0.048314 | 4.72 | 0.024157 | 2.39 | 0.012079 | 1.2 | 0.0024157 | 0.24
7.5 | 41 | 0 | 0 | 1 | 40 | 1.642 | 4.6296 | 1.38 | 3.6125 | 0.00089609 | 2.2 | 0 | 0 | 4010.9449 | 480 | 0.82102 | 2.3148 | 1.8062 | 0.00044804 | 0.41051 | 1.1574 | 0.90312 | 0.00022402 | 0.082102 | 0.23148 | 0.18062 | 4.4804e-05 | 8:41 | 0.971 | 62.13 | 0.4855 | 38.46 | 0.24275 | 21.55 | 0.04855 | 4.74 | 0.4855 | 38.46 | 0.24275 | 21.55 | 0.12138 | 11.43 | 0.024275 | 2.4 | 0.24275 | 21.55 | 0.12138 | 11.43 | 0.060688 | 5.89 | 0.012138 | 1.21 | 0.04855 | 4.74 | 0.024275 | 2.4 | 0.012138 | 1.21 | 0.0024275 | 0.24
7.5 | 41 | 0 | 0 | 1 | 40 | 1.6442 | 4.6296 | 1.38 | 3.6171 | 0.00089724 | 2.2 | 0 | 0 | 4015.4986 | 480 | 0.82208 | 2.3148 | 1.8086 | 0.00044862 | 0.41104 | 1.1574 | 0.90428 | 0.00022431 | 0.082208 | 0.23148 | 0.18086 | 4.4862e-05 | 8:41 | 0.97573 | 62.31 | 0.48787 | 38.61 | 0.24393 | 21.65 | 0.048787 | 4.76 | 0.48787 | 38.61 | 0.24393 | 21.65 | 0.12197 | 11.48 | 0.024393 | 2.41 | 0.24393 | 21.65 | 0.12197 | 11.48 | 0.060983 | 5.92 | 0.012197 | 1.21 | 0.048787 | 4.76 | 0.024393 | 2.41 | 0.012197 | 1.21 | 0.0024393 | 0.24
7.5 | 41 | 0 | 0 | 1 | 40 | 1.6463 | 4.6296 | 1.38 | 3.6218 | 0.00089839 | 2.2 | 0 | 0 | 4020.0315 | 480 | 0.82313 | 2.3148 | 1.8109 | 0.0004492 | 0.41157 | 1.1574 | 0.90544 | 0.0002246 | 0.082313 | 0.23148 | 0.18109 | 4.492e-05 | 8:42 | 0.98046 | 62.49 | 0.49023 | 38.75 | 0.24512 | 21.74 | 0.049023 | 4.78 | 0.49023 | 38.75 | 0.24512 | 21.74 | 0.12256 | 11.53 | 0.024512 | 2.42 | 0.24512 | 21.74 | 0.12256 | 11.53 | 0.061279 | 5.94 | 0.012256 | 1.22 | 0.049023 | 4.78 | 0.024512 | 2.42 | 0.012256 | 1.22 | 0.0024512 | 0.24
7.5 | 41 | 0 | 0 | 1 | 40 | 1.6484 | 4.6296 | 1.38 | 3.6264 | 0.00089954 | 2.2 | 0 | 0 | 4024.5437 | 480 | 0.82418 | 2.3148 | 1.8132 | 0.00044977 | 0.41209 | 1.1574 | 0.9066 | 0.00022488 | 0.082418 | 0.23148 | 0.18132 | 4.4977e-05 | 8:42 | 0.9852 | 62.66 | 0.4926 | 38.9 | 0.2463 | 21.83 | 0.04926 | 4.81 | 0.4926 | 38.9 | 0.2463 | 21.83 | 0.12315 | 11.59 | 0.02463 | 2.43 | 0.2463 | 21.83 | 0.12315 | 11.59 | 0.061575 | 5.97 | 0.012315 | 1.22 | 0.04926 | 4.81 | 0.02463 | 2.43 | 0.012315 | 1.22 | 0.002463 | 0.25
7.5 | 41 | 0 | 0 | 1 | 40 | 1.6504 | 4.6296 | 1.38 | 3.631 | 0.00090068 | 2.2 | 0 | 0 | 4029.0351 | 480 | 0.82522 | 2.3148 | 1.8155 | 0.00045034 | 0.41261 | 1.1574 | 0.90775 | 0.00022517 | 0.082522 | 0.23148 | 0.18155 | 4.5034e-05 | 8:42 | 0.98995 | 62.84 | 0.49497 | 39.04 | 0.24749 | 21.92 | 0.049497 | 4.83 | 0.49497 | 39.04 | 0.24749 | 21.92 | 0.12374 | 11.64 | 0.024749 | 2.44 | 0.24749 | 21.92 | 0.12374 | 11.64 | 0.061872 | 6 | 0.012374 | 1.23 | 0.049497 | 4.83 | 0.024749 | 2.44 | 0.012374 | 1.23 | 0.0024749 | 0.25
7.5 | 41 | 0 | 0 | 1 | 40 | 1.6525 | 4.6296 | 1.38 | 3.6356 | 0.00090181 | 2.2 | 0 | 0 | 4033.506 | 480 | 0.82626 | 2.3148 | 1.8178 | 0.00045091 | 0.41313 | 1.1574 | 0.90889 | 0.00022545 | 0.082626 | 0.23148 | 0.18178 | 4.5091e-05 | 8:42 | 0.9947 | 63.02 | 0.49735 | 39.19 | 0.24867 | 22.02 | 0.049735 | 4.85 | 0.49735 | 39.19 | 0.24867 | 22.02 | 0.12434 | 11.69 | 0.024867 | 2.46 | 0.24867 | 22.02 | 0.12434 | 11.69 | 0.062169 | 6.03 | 0.012434 | 1.24 | 0.049735 | 4.85 | 0.024867 | 2.46 | 0.012434 | 1.24 | 0.0024867 | 0.25
7.5 | 41 | 0 | 0 | 1 | 40 | 1.6546 | 4.6296 | 1.38 | 3.6401 | 0.00090294 | 2.2 | 0 | 0 | 4037.9563 | 480 | 0.8273 | 2.3148 | 1.8201 | 0.00045147 | 0.41365 | 1.1574 | 0.91003 | 0.00022574 | 0.08273 | 0.23148 | 0.18201 | 4.5147e-05 | 8:42 | 0.99946 | 63.19 | 0.49973 | 39.33 | 0.24986 | 22.11 | 0.049973 | 4.87 | 0.49973 | 39.33 | 0.24986 | 22.11 | 0.12493 | 11.74 | 0.024986 | 2.47 | 0.24986 | 22.11 | 0.12493 | 11.74 | 0.062466 | 6.06 | 0.012493 | 1.24 | 0.049973 | 4.87 | 0.024986 | 2.47 | 0.012493 | 1.24 | 0.0024986 | 0.25
7.5 | 41 | 0 | 0 | 1 | 40 | 1.6567 | 4.6296 | 1.38 | 3.6446 | 0.00090407 | 2.2 | 0 | 0 | 4042.3863 | 480 | 0.82833 | 2.3148 | 1.8223 | 0.00045203 | 0.41416 | 1.1574 | 0.91116 | 0.00022602 | 0.082833 | 0.23148 | 0.18223 | 4.5203e-05 | 8:42 | 1.0042 | 63.37 | 0.50211 | 39.47 | 0.25105 | 22.2 | 0.050211 | 4.9 | 0.50211 | 39.47 | 0.25105 | 22.2 | 0.12553 | 11.8 | 0.025105 | 2.48 | 0.25105 | 22.2 | 0.12553 | 11.8 | 0.062764 | 6.08 | 0.012553 | 1.25 | 0.050211 | 4.9 | 0.025105 | 2.48 | 0.012553 | 1.25 | 0.0025105 | 0.25
7.5 | 41 | 0 | 0 | 1 | 40 | 1.6587 | 4.6296 | 1.38 | 3.6491 | 0.00090518 | 2.2 | 0 | 0 | 4046.796 | 480 | 0.82935 | 2.3148 | 1.8246 | 0.00045259 | 0.41468 | 1.1574 | 0.91229 | 0.0002263 | 0.082935 | 0.23148 | 0.18246 | 4.5259e-05 | 8:42 | 1.009 | 63.54 | 0.50449 | 39.62 | 0.25225 | 22.29 | 0.050449 | 4.92 | 0.50449 | 39.62 | 0.25225 | 22.29 | 0.12612 | 11.85 | 0.025225 | 2.49 | 0.25225 | 22.29 | 0.12612 | 11.85 | 0.063062 | 6.11 | 0.012612 | 1.25 | 0.050449 | 4.92 | 0.025225 | 2.49 | 0.012612 | 1.25 | 0.0025225 | 0.25
7.5 | 41 | 0 | 0 | 1 | 40 | 1.6607 | 4.6296 | 1.38 | 3.6536 | 0.0009063 | 2.2 | 0 | 0 | 4051.1854 | 480 | 0.83037 | 2.3148 | 1.8268 | 0.00045315 | 0.41519 | 1.1574 | 0.91341 | 0.00022657 | 0.083037 | 0.23148 | 0.18268 | 4.5315e-05 | 8:42 | 1.0138 | 63.71 | 0.50688 | 39.76 | 0.25344 | 22.39 | 0.050688 | 4.94 | 0.50688 | 39.76 | 0.25344 | 22.39 | 0.12672 | 11.9 | 0.025344 | 2.5 | 0.25344 | 22.39 | 0.12672 | 11.9 | 0.06336 | 6.14 | 0.012672 | 1.26 | 0.050688 | 4.94 | 0.025344 | 2.5 | 0.012672 | 1.26 | 0.0025344 | 0.25
7.5 | 41 | 0 | 0 | 1 | 40 | 1.6628 | 4.6296 | 1.38 | 3.6581 | 0.00090741 | 2.2 | 0 | 0 | 4055.5548 | 480 | 0.83139 | 2.3148 | 1.8291 | 0.0004537 | 0.41569 | 1.1574 | 0.91453 | 0.00022685 | 0.083139 | 0.23148 | 0.18291 | 4.537e-05 | 8:43 | 1.0185 | 63.89 | 0.50927 | 39.91 | 0.25464 | 22.48 | 0.050927 | 4.97 | 0.50927 | 39.91 | 0.25464 | 22.48 | 0.12732 | 11.95 | 0.025464 | 2.51 | 0.25464 | 22.48 | 0.12732 | 11.95 | 0.063659 | 6.17 | 0.012732 | 1.27 | 0.050927 | 4.97 | 0.025464 | 2.51 | 0.012732 | 1.27 | 0.0025464 | 0.25
7.5 | 41 | 0 | 0 | 1 | 40 | 1.6648 | 4.6296 | 1.38 | 3.6626 | 0.00090851 | 2.2 | 0 | 0 | 4059.9041 | 480 | 0.8324 | 2.3148 | 1.8313 | 0.00045425 | 0.4162 | 1.1574 | 0.91564 | 0.00022713 | 0.08324 | 0.23148 | 0.18313 | 4.5425e-05 | 8:43 | 1.0233 | 64.06 | 0.51166 | 40.05 | 0.25583 | 22.57 | 0.051166 | 4.99 | 0.51166 | 40.05 | 0.25583 | 22.57 | 0.12792 | 12.01 | 0.025583 | 2.53 | 0.25583 | 22.57 | 0.12792 | 12.01 | 0.063958 | 6.2 | 0.012792 | 1.27 | 0.051166 | 4.99 | 0.025583 | 2.53 | 0.012792 | 1.27 | 0.0025583 | 0.26
7.5 | 41 | 0 | 0 | 1 | 40 | 1.6668 | 4.6296 | 1.38 | 3.667 | 0.00090961 | 2.2 | 0 | 0 | 4064.2334 | 480 | 0.83341 | 2.3148 | 1.8335 | 0.0004548 | 0.4167 | 1.1574 | 0.91675 | 0.0002274 | 0.083341 | 0.23148 | 0.18335 | 4.548e-05 | 8:43 | 1.0281 | 64.23 | 0.51406 | 40.19 | 0.25703 | 22.67 | 0.051406 | 5.01 | 0.51406 | 40.19 | 0.25703 | 22.67 | 0.12852 | 12.06 | 0.025703 | 2.54 | 0.25703 | 22.67 | 0.12852 | 12.06 | 0.064258 | 6.22 | 0.012852 | 1.28 | 0.051406 | 5.01 | 0.025703 | 2.54 | 0.012852 | 1.28 | 0.0025703 | 0.26
7.5 | 41 | 0 | 0 | 1 | 40 | 1.6688 | 4.6296 | 1.38 | 3.6714 | 0.0009107 | 2.2 | 0 | 0 | 4068.543 | 480 | 0.83441 | 2.3148 | 1.8357 | 0.00045535 | 0.4172 | 1.1574 | 0.91785 | 0.00022768 | 0.083441 | 0.23148 | 0.18357 | 4.5535e-05 | 8:43 | 1.0329 | 64.4 | 0.51646 | 40.34 | 0.25823 | 22.76 | 0.051646 | 5.03 | 0.51646 | 40.34 | 0.25823 | 22.76 | 0.12911 | 12.11 | 0.025823 | 2.55 | 0.25823 | 22.76 | 0.12911 | 12.11 | 0.064557 | 6.25 | 0.012911 | 1.28 | 0.051646 | 5.03 | 0.025823 | 2.55 | 0.012911 | 1.28 | 0.0025823 | 0.26
7.5 | 41 | 0 | 0 | 1 | 40 | 1.6708 | 4.6296 | 1.38 | 3.6758 | 0.00091179 | 2.2 | 0 | 0 | 4072.8328 | 480 | 0.8354 | 2.3148 | 1.8379 | 0.0004559 | 0.4177 | 1.1574 | 0.91895 | 0.00022795 | 0.08354 | 0.23148 | 0.18379 | 4.559e-05 | 8:43 | 1.0377 | 64.57 | 0.51886 | 40.48 | 0.25943 | 22.85 | 0.051886 | 5.06 | 0.51886 | 40.48 | 0.25943 | 22.85 | 0.12972 | 12.17 | 0.025943 | 2.56 | 0.25943 | 22.85 | 0.12972 | 12.17 | 0.064858 | 6.28 | 0.012972 | 1.29 | 0.051886 | 5.06 | 0.025943 | 2.56 | 0.012972 | 1.29 | 0.0025943 | 0.26
7.5 | 41 | 0 | 0 | 1 | 40 | 1.6728 | 4.6296 | 1.38 | 3.6801 | 0.00091287 | 2.2 | 0 | 0 | 4077.1029 | 480 | 0.8364 | 2.3148 | 1.8401 | 0.00045644 | 0.4182 | 1.1574 | 0.92004 | 0.00022822 | 0.08364 | 0.23148 | 0.18401 | 4.5644e-05 | 8:43 | 1.0425 | 64.74 | 0.52127 | 40.62 | 0.26063 | 22.94 | 0.052127 | 5.08 | 0.52127 | 40.62 | 0.26063 | 22.94 | 0.13032 | 12.22 | 0.026063 | 2.57 | 0.26063 | 22.94 | 0.13032 | 12.22 | 0.065158 | 6.31 | 0.013032 | 1.29 | 0.052127 | 5.08 | 0.026063 | 2.57 | 0.013032 | 1.29 | 0.0026063 | 0.26
7.5 | 41 | 0 | 0 | 1 | 40 | 1.6748 | 4.6296 | 1.38 | 3.6845 | 0.00091395 | 2.2 | 0 | 0 | 4081.3534 | 480 | 0.83739 | 2.3148 | 1.8422 | 0.00045698 | 0.41869 | 1.1574 | 0.92112 | 0.00022849 | 0.083739 | 0.23148 | 0.18422 | 4.5698e-05 | 8:43 | 1.0473 | 64.91 | 0.52367 | 40.77 | 0.26184 | 23.04 | 0.052367 | 5.1 | 0.52367 | 40.77 | 0.26184 | 23.04 | 0.13092 | 12.27 | 0.026184 | 2.58 | 0.26184 | 23.04 | 0.13092 | 12.27 | 0.065459 | 6.34 | 0.013092 | 1.3 | 0.052367 | 5.1 | 0.026184 | 2.58 | 0.013092 | 1.3 | 0.0026184 | 0.26
7.5 | 41 | 0 | 0 | 1 | 40 | 1.6767 | 4.6296 | 1.38 | 3.6888 | 0.00091503 | 2.2 | 0 | 0 | 4085.5845 | 480 | 0.83837 | 2.3148 | 1.8444 | 0.00045751 | 0.41918 | 1.1574 | 0.92221 | 0.00022876 | 0.083837 | 0.23148 | 0.18444 | 4.5751e-05 | 8:43 | 1.0522 | 65.08 | 0.52608 | 40.91 | 0.26304 | 23.13 | 0.052608 | 5.12 | 0.52608 | 40.91 | 0.26304 | 23.13 | 0.13152 | 12.32 | 0.026304 | 2.6 | 0.26304 | 23.13 | 0.13152 | 12.32 | 0.06576 | 6.36 | 0.013152 | 1.31 | 0.052608 | 5.12 | 0.026304 | 2.6 | 0.013152 | 1.31 | 0.0026304 | 0.26
7.5 | 41 | 0 | 0 | 1 | 40 | 1.6787 | 4.6296 | 1.38 | 3.6931 | 0.00091609 | 2.2 | 0 | 0 | 4089.7962 | 480 | 0.83935 | 2.3148 | 1.8466 | 0.00045805 | 0.41967 | 1.1574 | 0.92328 | 0.00022902 | 0.083935 | 0.23148 | 0.18466 | 4.5805e-05 | 8:44 | 1.057 | 65.25 | 0.5285 | 41.05 | 0.26425 | 23.22 | 0.05285 | 5.15 | 0.5285 | 41.05 | 0.26425 | 23.22 | 0.13212 | 12.38 | 0.026425 | 2.61 | 0.26425 | 23.22 | 0.13212 | 12.38 | 0.066062 | 6.39 | 0.013212 | 1.31 | 0.05285 | 5.15 | 0.026425 | 2.61 | 0.013212 | 1.31 | 0.0026425 | 0.26
7.5 | 41 | 0 | 0 | 1 | 40 | 1.6806 | 4.6296 | 1.38 | 3.6974 | 0.00091716 | 2.2 | 0 | 0 | 4093.9885 | 480 | 0.84032 | 2.3148 | 1.8487 | 0.00045858 | 0.42016 | 1.1574 | 0.92436 | 0.00022929 | 0.084032 | 0.23148 | 0.18487 | 4.5858e-05 | 8:44 | 1.0618 | 65.42 | 0.53091 | 41.19 | 0.26546 | 23.31 | 0.053091 | 5.17 | 0.53091 | 41.19 | 0.26546 | 23.31 | 0.13273 | 12.43 | 0.026546 | 2.62 | 0.26546 | 23.31 | 0.13273 | 12.43 | 0.066364 | 6.42 | 0.013273 | 1.32 | 0.053091 | 5.17 | 0.026546 | 2.62 | 0.013273 | 1.32 | 0.0026546 | 0.27
7.5 | 41 | 0 | 0 | 1 | 40 | 1.6826 | 4.6296 | 1.38 | 3.7017 | 0.00091822 | 2.2 | 0 | 0 | 4098.1617 | 480 | 0.84129 | 2.3148 | 1.8508 | 0.00045911 | 0.42065 | 1.1574 | 0.92542 | 0.00022955 | 0.084129 | 0.23148 | 0.18508 | 4.5911e-05 | 8:44 | 1.0667 | 65.58 | 0.53333 | 41.34 | 0.26667 | 23.41 | 0.053333 | 5.19 | 0.53333 | 41.34 | 0.26667 | 23.41 | 0.13333 | 12.48 | 0.026667 | 2.63 | 0.26667 | 23.41 | 0.13333 | 12.48 | 0.066666 | 6.45 | 0.013333 | 1.32 | 0.053333 | 5.19 | 0.026667 | 2.63 | 0.013333 | 1.32 | 0.0026667 | 0.27
7.5 | 41 | 0 | 0 | 1 | 40 | 1.6845 | 4.6296 | 1.38 | 3.7059 | 0.00091927 | 2.2 | 0 | 0 | 4102.3157 | 480 | 0.84226 | 2.3148 | 1.853 | 0.00045964 | 0.42113 | 1.1574 | 0.92648 | 0.00022982 | 0.084226 | 0.23148 | 0.1853 | 4.5964e-05 | 8:44 | 1.0715 | 65.75 | 0.53575 | 41.48 | 0.26788 | 23.5 | 0.053575 | 5.22 | 0.53575 | 41.48 | 0.26788 | 23.5 | 0.13394 | 12.54 | 0.026788 | 2.64 | 0.26788 | 23.5 | 0.13394 | 12.54 | 0.066969 | 6.48 | 0.013394 | 1.33 | 0.053575 | 5.22 | 0.026788 | 2.64 | 0.013394 | 1.33 | 0.0026788 | 0.27
7.5 | 41 | 0 | 0 | 1 | 40 | 1.6864 | 4.6296 | 1.38 | 3.7102 | 0.00092032 | 2.2 | 0 | 0 | 4106.4507 | 480 | 0.84322 | 2.3148 | 1.8551 | 0.00046016 | 0.42161 | 1.1574 | 0.92754 | 0.00023008 | 0.084322 | 0.23148 | 0.18551 | 4.6016e-05 | 8:44 | 1.0764 | 65.92 | 0.53818 | 41.62 | 0.26909 | 23.59 | 0.053818 | 5.24 | 0.53818 | 41.62 | 0.26909 | 23.59 | 0.13454 | 12.59 | 0.026909 | 2.66 | 0.26909 | 23.59 | 0.13454 | 12.59 | 0.067272 | 6.51 | 0.013454 | 1.34 | 0.053818 | 5.24 | 0.026909 | 2.66 | 0.013454 | 1.34 | 0.0026909 | 0.27
7.5 | 41 | 0 | 0 | 1 | 40 | 1.6884 | 4.6296 | 1.38 | 3.7144 | 0.00092136 | 2.2 | 0 | 0 | 4110.5667 | 480 | 0.84418 | 2.3148 | 1.8572 | 0.00046068 | 0.42209 | 1.1574 | 0.92859 | 0.00023034 | 0.084418 | 0.23148 | 0.18572 | 4.6068e-05 | 8:44 | 1.0812 | 66.08 | 0.5406 | 41.76 | 0.2703 | 23.69 | 0.05406 | 5.26 | 0.5406 | 41.76 | 0.2703 | 23.69 | 0.13515 | 12.64 | 0.02703 | 2.67 | 0.2703 | 23.69 | 0.13515 | 12.64 | 0.067576 | 6.53 | 0.013515 | 1.34 | 0.05406 | 5.26 | 0.02703 | 2.67 | 0.013515 | 1.34 | 0.002703 | 0.27
7.5 | 41 | 0 | 0 | 1 | 40 | 1.6903 | 4.6296 | 1.38 | 3.7186 | 0.0009224 | 2.2 | 0 | 0 | 4114.6639 | 480 | 0.84513 | 2.3148 | 1.8593 | 0.0004612 | 0.42256 | 1.1574 | 0.92964 | 0.0002306 | 0.084513 | 0.23148 | 0.18593 | 4.612e-05 | 8:44 | 1.0861 | 66.25 | 0.54303 | 41.9 | 0.27152 | 23.78 | 0.054303 | 5.29 | 0.54303 | 41.9 | 0.27152 | 23.78 | 0.13576 | 12.69 | 0.027152 | 2.68 | 0.27152 | 23.78 | 0.13576 | 12.69 | 0.067879 | 6.56 | 0.013576 | 1.35 | 0.054303 | 5.29 | 0.027152 | 2.68 | 0.013576 | 1.35 | 0.0027152 | 0.27
7.5 | 41 | 0 | 0 | 1 | 40 | 1.6922 | 4.6296 | 1.38 | 3.7227 | 0.00092344 | 2.2 | 0 | 0 | 4118.7423 | 480 | 0.84608 | 2.3148 | 1.8614 | 0.00046172 | 0.42304 | 1.1574 | 0.93068 | 0.00023086 | 0.084608 | 0.23148 | 0.18614 | 4.6172e-05 | 8:44 | 1.0909 | 66.41 | 0.54547 | 42.04 | 0.27273 | 23.87 | 0.054547 | 5.31 | 0.54547 | 42.04 | 0.27273 | 23.87 | 0.13637 | 12.75 | 0.027273 | 2.69 | 0.27273 | 23.87 | 0.13637 | 12.75 | 0.068183 | 6.59 | 0.013637 | 1.35 | 0.054547 | 5.31 | 0.027273 | 2.69 | 0.013637 | 1.35 | 0.0027273 | 0.27
7.5 | 41 | 0 | 0 | 1 | 40 | 1.694 | 4.6296 | 1.38 | 3.7269 | 0.00092447 | 2.2 | 0 | 0 | 4122.802 | 480 | 0.84702 | 2.3148 | 1.8634 | 0.00046223 | 0.42351 | 1.1574 | 0.93172 | 0.00023112 | 0.084702 | 0.23148 | 0.18634 | 4.6223e-05 | 8:45 | 1.0958 | 66.57 | 0.5479 | 42.18 | 0.27395 | 23.96 | 0.05479 | 5.33 | 0.5479 | 42.18 | 0.27395 | 23.96 | 0.13698 | 12.8 | 0.027395 | 2.7 | 0.27395 | 23.96 | 0.13698 | 12.8 | 0.068488 | 6.62 | 0.013698 | 1.36 | 0.05479 | 5.33 | 0.027395 | 2.7 | 0.013698 | 1.36 | 0.0027395 | 0.27
7.5 | 41 | 0 | 0 | 1 | 40 | 1.6959 | 4.6296 | 1.38 | 3.731 | 0.00092549 | 2.2 | 0 | 0 | 4126.8431 | 480 | 0.84796 | 2.3148 | 1.8655 | 0.00046275 | 0.42398 | 1.1574 | 0.93276 | 0.00023137 | 0.084796 | 0.23148 | 0.18655 | 4.6275e-05 | 8:45 | 1.1007 | 66.74 | 0.55034 | 42.32 | 0.27517 | 24.06 | 0.055034 | 5.35 | 0.55034 | 42.32 | 0.27517 | 24.06 | 0.13758 | 12.85 | 0.027517 | 2.71 | 0.27517 | 24.06 | 0.13758 | 12.85 | 0.068792 | 6.65 | 0.013758 | 1.37 | 0.055034 | 5.35 | 0.027517 | 2.71 | 0.013758 | 1.37 | 0.0027517 | 0.27
7.5 | 41 | 0 | 0 | 1 | 40 | 1.6978 | 4.6296 | 1.38 | 3.7351 | 0.00092651 | 2.2 | 0 | 0 | 4130.8657 | 480 | 0.8489 | 2.3148 | 1.8676 | 0.00046326 | 0.42445 | 1.1574 | 0.93378 | 0.00023163 | 0.08489 | 0.23148 | 0.18676 | 4.6326e-05 | 8:45 | 1.1056 | 66.9 | 0.55278 | 42.47 | 0.27639 | 24.15 | 0.055278 | 5.38 | 0.55278 | 42.47 | 0.27639 | 24.15 | 0.1382 | 12.91 | 0.027639 | 2.73 | 0.27639 | 24.15 | 0.1382 | 12.91 | 0.069098 | 6.68 | 0.01382 | 1.37 | 0.055278 | 5.38 | 0.027639 | 2.73 | 0.01382 | 1.37 | 0.0027639 | 0.28
7.5 | 41 | 0 | 0 | 1 | 40 | 1.6997 | 4.6296 | 1.38 | 3.7392 | 0.00092753 | 2.2 | 0 | 0 | 4134.8698 | 480 | 0.84983 | 2.3148 | 1.8696 | 0.00046377 | 0.42491 | 1.1574 | 0.93481 | 0.00023188 | 0.084983 | 0.23148 | 0.18696 | 4.6377e-05 | 8:45 | 1.1104 | 67.06 | 0.55522 | 42.61 | 0.27761 | 24.24 | 0.055522 | 5.4 | 0.55522 | 42.61 | 0.27761 | 24.24 | 0.13881 | 12.96 | 0.027761 | 2.74 | 0.27761 | 24.24 | 0.13881 | 12.96 | 0.069403 | 6.7 | 0.013881 | 1.38 | 0.055522 | 5.4 | 0.027761 | 2.74 | 0.013881 | 1.38 | 0.0027761 | 0.28
7.5 | 41 | 0 | 0 | 1 | 40 | 1.7015 | 4.6296 | 1.38 | 3.7433 | 0.00092854 | 2.2 | 0 | 0 | 4138.8556 | 480 | 0.85075 | 2.3148 | 1.8717 | 0.00046427 | 0.42538 | 1.1574 | 0.93583 | 0.00023214 | 0.085075 | 0.23148 | 0.18717 | 4.6427e-05 | 8:45 | 1.1153 | 67.22 | 0.55767 | 42.75 | 0.27883 | 24.33 | 0.055767 | 5.42 | 0.55767 | 42.75 | 0.27883 | 24.33 | 0.13942 | 13.01 | 0.027883 | 2.75 | 0.27883 | 24.33 | 0.13942 | 13.01 | 0.069709 | 6.73 | 0.013942 | 1.38 | 0.055767 | 5.42 | 0.027883 | 2.75 | 0.013942 | 1.38 | 0.0027883 | 0.28
7.5 | 41 | 0 | 0 | 1 | 40 | 1.7033 | 4.6296 | 1.38 | 3.7474 | 0.00092955 | 2.2 | 0 | 0 | 4142.8231 | 480 | 0.85167 | 2.3148 | 1.8737 | 0.00046477 | 0.42584 | 1.1574 | 0.93684 | 0.00023239 | 0.085167 | 0.23148 | 0.18737 | 4.6477e-05 | 8:45 | 1.1202 | 67.38 | 0.56012 | 42.89 | 0.28006 | 24.43 | 0.056012 | 5.45 | 0.56012 | 42.89 | 0.28006 | 24.43 | 0.14003 | 13.07 | 0.028006 | 2.76 | 0.28006 | 24.43 | 0.14003 | 13.07 | 0.070015 | 6.76 | 0.014003 | 1.39 | 0.056012 | 5.45 | 0.028006 | 2.76 | 0.014003 | 1.39 | 0.0028006 | 0.28
7.5 | 41 | 0 | 0 | 1 | 40 | 1.7052 | 4.6296 | 1.38 | 3.7514 | 0.00093055 | 2.2 | 0 | 0 | 4146.7724 | 480 | 0.85259 | 2.3148 | 1.8757 | 0.00046527 | 0.4263 | 1.1574 | 0.93785 | 0.00023264 | 0.085259 | 0.23148 | 0.18757 | 4.6527e-05 | 8:45 | 1.1251 | 67.54 | 0.56257 | 43.03 | 0.28128 | 24.52 | 0.056257 | 5.47 | 0.56257 | 43.03 | 0.28128 | 24.52 | 0.14064 | 13.12 | 0.028128 | 2.77 | 0.28128 | 24.52 | 0.14064 | 13.12 | 0.070321 | 6.79 | 0.014064 | 1.4 | 0.056257 | 5.47 | 0.028128 | 2.77 | 0.014064 | 1.4 | 0.0028128 | 0.28
7.5 | 41 | 0 | 0 | 1 | 40 | 1.707 | 4.6296 | 1.38 | 3.7554 | 0.00093155 | 2.2 | 0 | 0 | 4150.7036 | 480 | 0.85351 | 2.3148 | 1.8777 | 0.00046577 | 0.42675 | 1.1574 | 0.93886 | 0.00023289 | 0.085351 | 0.23148 | 0.18777 | 4.6577e-05 | 8:45 | 1.13 | 67.7 | 0.56502 | 43.17 | 0.28251 | 24.61 | 0.056502 | 5.49 | 0.56502 | 43.17 | 0.28251 | 24.61 | 0.14126 | 13.17 | 0.028251 | 2.79 | 0.28251 | 24.61 | 0.14126 | 13.17 | 0.070628 | 6.82 | 0.014126 | 1.4 | 0.056502 | 5.49 | 0.028251 | 2.79 | 0.014126 | 1.4 | 0.0028251 | 0.28
7.5 | 41 | 0 | 0 | 1 | 40 | 1.7088 | 4.6296 | 1.38 | 3.7594 | 0.00093254 | 2.2 | 0 | 0 | 4154.6169 | 480 | 0.85442 | 2.3148 | 1.8797 | 0.00046627 | 0.42721 | 1.1574 | 0.93986 | 0.00023314 | 0.085442 | 0.23148 | 0.18797 | 4.6627e-05 | 8:46 | 1.135 | 67.86 | 0.56748 | 43.3 | 0.28374 | 24.7 | 0.056748 | 5.52 | 0.56748 | 43.3 | 0.28374 | 24.7 | 0.14187 | 13.23 | 0.028374 | 2.8 | 0.28374 | 24.7 | 0.14187 | 13.23 | 0.070935 | 6.85 | 0.014187 | 1.41 | 0.056748 | 5.52 | 0.028374 | 2.8 | 0.014187 | 1.41 | 0.0028374 | 0.28
7.5 | 41 | 0 | 0 | 1 | 40 | 1.7106 | 4.6296 | 1.38 | 3.7634 | 0.00093353 | 2.2 | 0 | 0 | 4158.5121 | 480 | 0.85532 | 2.3148 | 1.8817 | 0.00046676 | 0.42766 | 1.1574 | 0.94085 | 0.00023338 | 0.085532 | 0.23148 | 0.18817 | 4.6676e-05 | 8:46 | 1.1399 | 68.01 | 0.56994 | 43.44 | 0.28497 | 24.8 | 0.056994 | 5.54 | 0.56994 | 43.44 | 0.28497 | 24.8 | 0.14248 | 13.28 | 0.028497 | 2.81 | 0.28497 | 24.8 | 0.14248 | 13.28 | 0.071242 | 6.88 | 0.014248 | 1.41 | 0.056994 | 5.54 | 0.028497 | 2.81 | 0.014248 | 1.41 | 0.0028497 | 0.28
7.5 | 41 | 0 | 0 | 1 | 40 | 1.7124 | 4.6296 | 1.38 | 3.7674 | 0.00093451 | 2.2 | 0 | 0 | 4162.3896 | 480 | 0.85622 | 2.3148 | 1.8837 | 0.00046726 | 0.42811 | 1.1574 | 0.94185 | 0.00023363 | 0.085622 | 0.23148 | 0.18837 | 4.6726e-05 | 8:46 | 1.1448 | 68.17 | 0.5724 | 43.58 | 0.2862 | 24.89 | 0.05724 | 5.56 | 0.5724 | 43.58 | 0.2862 | 24.89 | 0.1431 | 13.33 | 0.02862 | 2.82 | 0.2862 | 24.89 | 0.1431 | 13.33 | 0.07155 | 6.91 | 0.01431 | 1.42 | 0.05724 | 5.56 | 0.02862 | 2.82 | 0.01431 | 1.42 | 0.002862 | 0.29
7.5 | 41 | 0 | 0 | 1 | 40 | 1.7142 | 4.6296 | 1.38 | 3.7713 | 0.00093549 | 2.2 | 0 | 0 | 4166.2492 | 480 | 0.85712 | 2.3148 | 1.8857 | 0.00046775 | 0.42856 | 1.1574 | 0.94283 | 0.00023387 | 0.085712 | 0.23148 | 0.18857 | 4.6775e-05 | 8:46 | 1.1497 | 68.33 | 0.57486 | 43.72 | 0.28743 | 24.98 | 0.057486 | 5.59 | 0.57486 | 43.72 | 0.28743 | 24.98 | 0.14372 | 13.39 | 0.028743 | 2.83 | 0.28743 | 24.98 | 0.14372 | 13.39 | 0.071858 | 6.93 | 0.014372 | 1.43 | 0.057486 | 5.59 | 0.028743 | 2.83 | 0.014372 | 1.43 | 0.0028743 | 0.29
7.5 | 41 | 0 | 0 | 1 | 40 | 1.716 | 4.6296 | 1.38 | 3.7753 | 0.00093647 | 2.2 | 0 | 0 | 4170.0912 | 480 | 0.85801 | 2.3148 | 1.8876 | 0.00046823 | 0.42901 | 1.1574 | 0.94381 | 0.00023412 | 0.085801 | 0.23148 | 0.18876 | 4.6823e-05 | 8:46 | 1.1547 | 68.48 | 0.57733 | 43.86 | 0.28867 | 25.07 | 0.057733 | 5.61 | 0.57733 | 43.86 | 0.28867 | 25.07 | 0.14433 | 13.44 | 0.028867 | 2.85 | 0.28867 | 25.07 | 0.14433 | 13.44 | 0.072166 | 6.96 | 0.014433 | 1.43 | 0.057733 | 5.61 | 0.028867 | 2.85 | 0.014433 | 1.43 | 0.0028867 | 0.29
7.5 | 41 | 0 | 0 | 1 | 40 | 1.7178 | 4.6296 | 1.38 | 3.7792 | 0.00093744 | 2.2 | 0 | 0 | 4173.9155 | 480 | 0.8589 | 2.3148 | 1.8896 | 0.00046872 | 0.42945 | 1.1574 | 0.94479 | 0.00023436 | 0.08589 | 0.23148 | 0.18896 | 4.6872e-05 | 8:46 | 1.1596 | 68.64 | 0.5798 | 44 | 0.2899 | 25.17 | 0.05798 | 5.63 | 0.5798 | 44 | 0.2899 | 25.17 | 0.14495 | 13.49 | 0.02899 | 2.86 | 0.2899 | 25.17 | 0.14495 | 13.49 | 0.072475 | 6.99 | 0.014495 | 1.44 | 0.05798 | 5.63 | 0.02899 | 2.86 | 0.014495 | 1.44 | 0.002899 | 0.29
7.5 | 41 | 0 | 0 | 1 | 40 | 1.7196 | 4.6296 | 1.38 | 3.7831 | 0.0009384 | 2.2 | 0 | 0 | 4177.7223 | 480 | 0.85979 | 2.3148 | 1.8915 | 0.0004692 | 0.42989 | 1.1574 | 0.94577 | 0.0002346 | 0.085979 | 0.23148 | 0.18915 | 4.692e-05 | 8:46 | 1.1645 | 68.79 | 0.58227 | 44.14 | 0.29114 | 25.26 | 0.058227 | 5.66 | 0.58227 | 44.14 | 0.29114 | 25.26 | 0.14557 | 13.55 | 0.029114 | 2.87 | 0.29114 | 25.26 | 0.14557 | 13.55 | 0.072784 | 7.02 | 0.014557 | 1.45 | 0.058227 | 5.66 | 0.029114 | 2.87 | 0.014557 | 1.45 | 0.0029114 | 0.29
7.5 | 41 | 0 | 0 | 1 | 40 | 1.7213 | 4.6296 | 1.38 | 3.7869 | 0.00093936 | 2.2 | 0 | 0 | 4181.5117 | 480 | 0.86067 | 2.3148 | 1.8935 | 0.00046968 | 0.43033 | 1.1574 | 0.94674 | 0.00023484 | 0.086067 | 0.23148 | 0.18935 | 4.6968e-05 | 8:46 | 1.1695 | 68.95 | 0.58475 | 44.28 | 0.29237 | 25.35 | 0.058475 | 5.68 | 0.58475 | 44.28 | 0.29237 | 25.35 | 0.14619 | 13.6 | 0.029237 | 2.88 | 0.29237 | 25.35 | 0.14619 | 13.6 | 0.073093 | 7.05 | 0.014619 | 1.45 | 0.058475 | 5.68 | 0.029237 | 2.88 | 0.014619 | 1.45 | 0.0029237 | 0.29
7.5 | 41 | 0 | 0 | 1 | 40 | 1.7231 | 4.6296 | 1.38 | 3.7908 | 0.00094032 | 2.2 | 0 | 0 | 4185.2837 | 480 | 0.86155 | 2.3148 | 1.8954 | 0.00047016 | 0.43077 | 1.1574 | 0.9477 | 0.00023508 | 0.086155 | 0.23148 | 0.18954 | 4.7016e-05 | 8:47 | 1.1744 | 69.1 | 0.58722 | 44.41 | 0.29361 | 25.44 | 0.058722 | 5.7 | 0.58722 | 44.41 | 0.29361 | 25.44 | 0.14681 | 13.65 | 0.029361 | 2.89 | 0.29361 | 25.44 | 0.14681 | 13.65 | 0.073403 | 7.08 | 0.014681 | 1.46 | 0.058722 | 5.7 | 0.029361 | 2.89 | 0.014681 | 1.46 | 0.0029361 | 0.29
7.5 | 41 | 0 | 0 | 1 | 40 | 1.7248 | 4.6296 | 1.38 | 3.7946 | 0.00094127 | 2.2 | 0 | 0 | 4189.0384 | 480 | 0.86242 | 2.3148 | 1.8973 | 0.00047064 | 0.43121 | 1.1574 | 0.94866 | 0.00023532 | 0.086242 | 0.23148 | 0.18973 | 4.7064e-05 | 8:47 | 1.1794 | 69.25 | 0.5897 | 44.55 | 0.29485 | 25.54 | 0.05897 | 5.73 | 0.5897 | 44.55 | 0.29485 | 25.54 | 0.14743 | 13.71 | 0.029485 | 2.91 | 0.29485 | 25.54 | 0.14743 | 13.71 | 0.073713 | 7.11 | 0.014743 | 1.46 | 0.05897 | 5.73 | 0.029485 | 2.91 | 0.014743 | 1.46 | 0.0029485 | 0.29
7.5 | 41 | 0 | 0 | 1 | 40 | 1.7266 | 4.6296 | 1.38 | 3.7985 | 0.00094222 | 2.2 | 0 | 0 | 4192.7759 | 480 | 0.86329 | 2.3148 | 1.8992 | 0.00047111 | 0.43164 | 1.1574 | 0.94962 | 0.00023556 | 0.086329 | 0.23148 | 0.18992 | 4.7111e-05 | 8:47 | 1.1844 | 69.41 | 0.59219 | 44.69 | 0.29609 | 25.63 | 0.059219 | 5.75 | 0.59219 | 44.69 | 0.29609 | 25.63 | 0.14805 | 13.76 | 0.029609 | 2.92 | 0.29609 | 25.63 | 0.14805 | 13.76 | 0.074023 | 7.13 | 0.014805 | 1.47 | 0.059219 | 5.75 | 0.029609 | 2.92 | 0.014805 | 1.47 | 0.0029609 | 0.3
7.5 | 41 | 0 | 0 | 1 | 40 | 1.7283 | 4.6296 | 1.38 | 3.8023 | 0.00094317 | 2.2 | 0 | 0 | 4196.4963 | 480 | 0.86415 | 2.3148 | 1.9011 | 0.00047158 | 0.43208 | 1.1574 | 0.95057 | 0.00023579 | 0.086415 | 0.23148 | 0.19011 | 4.7158e-05 | 8:47 | 1.1893 | 69.56 | 0.59467 | 44.83 | 0.29733 | 25.72 | 0.059467 | 5.77 | 0.59467 | 44.83 | 0.29733 | 25.72 | 0.14867 | 13.81 | 0.029733 | 2.93 | 0.29733 | 25.72 | 0.14867 | 13.81 | 0.074334 | 7.16 | 0.014867 | 1.48 | 0.059467 | 5.77 | 0.029733 | 2.93 | 0.014867 | 1.48 | 0.0029733 | 0.3
7.5 | 41 | 0 | 0 | 1 | 40 | 1.73 | 4.6296 | 1.38 | 3.8061 | 0.0009441 | 2.2 | 0 | 0 | 4200.1997 | 480 | 0.86501 | 2.3148 | 1.903 | 0.00047205 | 0.43251 | 1.1574 | 0.95151 | 0.00023603 | 0.086501 | 0.23148 | 0.1903 | 4.7205e-05 | 8:47 | 1.1943 | 69.71 | 0.59716 | 44.96 | 0.29858 | 25.81 | 0.059716 | 5.8 | 0.59716 | 44.96 | 0.29858 | 25.81 | 0.14929 | 13.87 | 0.029858 | 2.94 | 0.29858 | 25.81 | 0.14929 | 13.87 | 0.074645 | 7.19 | 0.014929 | 1.48 | 0.059716 | 5.8 | 0.029858 | 2.94 | 0.014929 | 1.48 | 0.0029858 | 0.3
7.5 | 41 | 0 | 0 | 1 | 40 | 1.7317 | 4.6296 | 1.38 | 3.8098 | 0.00094504 | 2.2 | 0 | 0 | 4203.886 | 480 | 0.86587 | 2.3148 | 1.9049 | 0.00047252 | 0.43293 | 1.1574 | 0.95246 | 0.00023626 | 0.086587 | 0.23148 | 0.19049 | 4.7252e-05 | 8:47 | 1.1993 | 69.86 | 0.59965 | 45.1 | 0.29982 | 25.91 | 0.059965 | 5.82 | 0.59965 | 45.1 | 0.29982 | 25.91 | 0.14991 | 13.92 | 0.029982 | 2.95 | 0.29982 | 25.91 | 0.14991 | 13.92 | 0.074956 | 7.22 | 0.014991 | 1.49 | 0.059965 | 5.82 | 0.029982 | 2.95 | 0.014991 | 1.49 | 0.0029982 | 0.3
7.5 | 41 | 0 | 0 | 1 | 40 | 1.7334 | 4.6296 | 1.38 | 3.8136 | 0.00094597 | 2.2 | 0 | 0 | 4207.5555 | 480 | 0.86672 | 2.3148 | 1.9068 | 0.00047299 | 0.43336 | 1.1574 | 0.95339 | 0.00023649 | 0.086672 | 0.23148 | 0.19068 | 4.7299e-05 | 8:47 | 1.2043 | 70.01 | 0.60214 | 45.24 | 0.30107 | 26 | 0.060214 | 5.84 | 0.60214 | 45.24 | 0.30107 | 26 | 0.15053 | 13.98 | 0.030107 | 2.97 | 0.30107 | 26 | 0.15053 | 13.98 | 0.075267 | 7.25 | 0.015053 | 1.49 | 0.060214 | 5.84 | 0.030107 | 2.97 | 0.015053 | 1.49 | 0.0030107 | 0.3
7.5 | 41 | 0 | 0 | 1 | 40 | 1.7351 | 4.6296 | 1.38 | 3.8173 | 0.0009469 | 2.2 | 0 | 0 | 4211.2081 | 480 | 0.86757 | 2.3148 | 1.9087 | 0.00047345 | 0.43379 | 1.1574 | 0.95433 | 0.00023672 | 0.086757 | 0.23148 | 0.19087 | 4.7345e-05 | 8:47 | 1.2093 | 70.16 | 0.60463 | 45.37 | 0.30232 | 26.09 | 0.060463 | 5.87 | 0.60463 | 45.37 | 0.30232 | 26.09 | 0.15116 | 14.03 | 0.030232 | 2.98 | 0.30232 | 26.09 | 0.15116 | 14.03 | 0.075579 | 7.28 | 0.015116 | 1.5 | 0.060463 | 5.87 | 0.030232 | 2.98 | 0.015116 | 1.5 | 0.0030232 | 0.3
7.5 | 41 | 0 | 0 | 1 | 40 | 1.7368 | 4.6296 | 1.38 | 3.821 | 0.00094782 | 2.2 | 0 | 0 | 4214.844 | 480 | 0.86842 | 2.3148 | 1.9105 | 0.00047391 | 0.43421 | 1.1574 | 0.95526 | 0.00023696 | 0.086842 | 0.23148 | 0.19105 | 4.7391e-05 | 8:48 | 1.2143 | 70.31 | 0.60713 | 45.51 | 0.30356 | 26.18 | 0.060713 | 5.89 | 0.60713 | 45.51 | 0.30356 | 26.18 | 0.15178 | 14.08 | 0.030356 | 2.99 | 0.30356 | 26.18 | 0.15178 | 14.08 | 0.075891 | 7.31 | 0.015178 | 1.51 | 0.060713 | 5.89 | 0.030356 | 2.99 | 0.015178 | 1.51 | 0.0030356 | 0.3
7.5 | 41 | 0 | 0 | 1 | 40 | 1.7385 | 4.6296 | 1.38 | 3.8247 | 0.00094874 | 2.2 | 0 | 0 | 4218.4632 | 480 | 0.86926 | 2.3148 | 1.9124 | 0.00047437 | 0.43463 | 1.1574 | 0.95618 | 0.00023718 | 0.086926 | 0.23148 | 0.19124 | 4.7437e-05 | 8:48 | 1.2193 | 70.46 | 0.60963 | 45.64 | 0.30481 | 26.27 | 0.060963 | 5.91 | 0.60963 | 45.64 | 0.30481 | 26.27 | 0.15241 | 14.14 | 0.030481 | 3 | 0.30481 | 26.27 | 0.15241 | 14.14 | 0.076203 | 7.34 | 0.015241 | 1.51 | 0.060963 | 5.91 | 0.030481 | 3 | 0.015241 | 1.51 | 0.0030481 | 0.3
7.5 | 41 | 0 | 0 | 1 | 40 | 1.7402 | 4.6296 | 1.38 | 3.8284 | 0.00094965 | 2.2 | 0 | 0 | 4222.0659 | 480 | 0.8701 | 2.3148 | 1.9142 | 0.00047483 | 0.43505 | 1.1574 | 0.9571 | 0.00023741 | 0.08701 | 0.23148 | 0.19142 | 4.7483e-05 | 8:48 | 1.2243 | 70.6 | 0.61213 | 45.78 | 0.30606 | 26.37 | 0.061213 | 5.94 | 0.61213 | 45.78 | 0.30606 | 26.37 | 0.15303 | 14.19 | 0.030606 | 3.01 | 0.30606 | 26.37 | 0.15303 | 14.19 | 0.076516 | 7.37 | 0.015303 | 1.52 | 0.061213 | 5.94 | 0.030606 | 3.01 | 0.015303 | 1.52 | 0.0030606 | 0.31
7.5 | 41 | 0 | 0 | 1 | 40 | 1.7419 | 4.6296 | 1.38 | 3.8321 | 0.00095056 | 2.2 | 0 | 0 | 4225.652 | 480 | 0.87093 | 2.3148 | 1.916 | 0.00047528 | 0.43546 | 1.1574 | 0.95802 | 0.00023764 | 0.087093 | 0.23148 | 0.1916 | 4.7528e-05 | 8:48 | 1.2293 | 70.75 | 0.61463 | 45.92 | 0.30732 | 26.46 | 0.061463 | 5.96 | 0.61463 | 45.92 | 0.30732 | 26.46 | 0.15366 | 14.24 | 0.030732 | 3.03 | 0.30732 | 26.46 | 0.15366 | 14.24 | 0.076829 | 7.4 | 0.015366 | 1.52 | 0.061463 | 5.96 | 0.030732 | 3.03 | 0.015366 | 1.52 | 0.0030732 | 0.31
7.5 | 41 | 0 | 0 | 1 | 40 | 1.7435 | 4.6296 | 1.38 | 3.8357 | 0.00095147 | 2.2 | 0 | 0 | 4229.2217 | 480 | 0.87176 | 2.3148 | 1.9179 | 0.00047573 | 0.43588 | 1.1574 | 0.95893 | 0.00023787 | 0.087176 | 0.23148 | 0.19179 | 4.7573e-05 | 8:48 | 1.2343 | 70.9 | 0.61714 | 46.05 | 0.30857 | 26.55 | 0.061714 | 5.98 | 0.61714 | 46.05 | 0.30857 | 26.55 | 0.15428 | 14.3 | 0.030857 | 3.04 | 0.30857 | 26.55 | 0.15428 | 14.3 | 0.077142 | 7.42 | 0.015428 | 1.53 | 0.061714 | 5.98 | 0.030857 | 3.04 | 0.015428 | 1.53 | 0.0030857 | 0.31
7.5 | 41 | 0 | 0 | 1 | 40 | 1.7452 | 4.6296 | 1.38 | 3.8394 | 0.00095237 | 2.2 | 0 | 0 | 4232.775 | 480 | 0.87258 | 2.3148 | 1.9197 | 0.00047618 | 0.43629 | 1.1574 | 0.95984 | 0.00023809 | 0.087258 | 0.23148 | 0.19197 | 4.7618e-05 | 8:48 | 1.2393 | 71.04 | 0.61965 | 46.19 | 0.30982 | 26.64 | 0.061965 | 6.01 | 0.61965 | 46.19 | 0.30982 | 26.64 | 0.15491 | 14.35 | 0.030982 | 3.05 | 0.30982 | 26.64 | 0.15491 | 14.35 | 0.077456 | 7.45 | 0.015491 | 1.54 | 0.061965 | 6.01 | 0.030982 | 3.05 | 0.015491 | 1.54 | 0.0030982 | 0.31
7.5 | 41 | 0 | 0 | 1 | 40 | 1.7468 | 4.6296 | 1.38 | 3.843 | 0.00095327 | 2.2 | 0 | 0 | 4236.3121 | 480 | 0.87341 | 2.3148 | 1.9215 | 0.00047663 | 0.4367 | 1.1574 | 0.96075 | 0.00023832 | 0.087341 | 0.23148 | 0.19215 | 4.7663e-05 | 8:48 | 1.2443 | 71.19 | 0.62216 | 46.32 | 0.31108 | 26.73 | 0.062216 | 6.03 | 0.62216 | 46.32 | 0.31108 | 26.73 | 0.15554 | 14.4 | 0.031108 | 3.06 | 0.31108 | 26.73 | 0.15554 | 14.4 | 0.07777 | 7.48 | 0.015554 | 1.54 | 0.062216 | 6.03 | 0.031108 | 3.06 | 0.015554 | 1.54 | 0.0031108 | 0.31
7.5 | 41 | 0 | 0 | 1 | 40 | 1.7485 | 4.6296 | 1.38 | 3.8466 | 0.00095416 | 2.2 | 0 | 0 | 4239.8329 | 480 | 0.87423 | 2.3148 | 1.9233 | 0.00047708 | 0.43711 | 1.1574 | 0.96165 | 0.00023854 | 0.087423 | 0.23148 | 0.19233 | 4.7708e-05 | 8:48 | 1.2493 | 71.33 | 0.62467 | 46.46 | 0.31234 | 26.83 | 0.062467 | 6.06 | 0.62467 | 46.46 | 0.31234 | 26.83 | 0.15617 | 14.46 | 0.031234 | 3.08 | 0.31234 | 26.83 | 0.15617 | 14.46 | 0.078084 | 7.51 | 0.015617 | 1.55 | 0.062467 | 6.06 | 0.031234 | 3.08 | 0.015617 | 1.55 | 0.0031234 | 0.31
7.5 | 41 | 0 | 0 | 1 | 40 | 1.7501 | 4.6296 | 1.38 | 3.8502 | 0.00095505 | 2.2 | 0 | 0 | 4243.3376 | 480 | 0.87504 | 2.3148 | 1.9251 | 0.00047752 | 0.43752 | 1.1574 | 0.96254 | 0.00023876 | 0.087504 | 0.23148 | 0.19251 | 4.7752e-05 | 8:49 | 1.2544 | 71.47 | 0.62719 | 46.59 | 0.31359 | 26.92 | 0.062719 | 6.08 | 0.62719 | 46.59 | 0.31359 | 26.92 | 0.1568 | 14.51 | 0.031359 | 3.09 | 0.31359 | 26.92 | 0.1568 | 14.51 | 0.078399 | 7.54 | 0.01568 | 1.56 | 0.062719 | 6.08 | 0.031359 | 3.09 | 0.01568 | 1.56 | 0.0031359 | 0.31
7.5 | 41 | 0 | 0 | 1 | 40 | 1.7517 | 4.6296 | 1.38 | 3.8537 | 0.00095593 | 2.2 | 0 | 0 | 4246.8263 | 480 | 0.87585 | 2.3148 | 1.9269 | 0.00047797 | 0.43793 | 1.1574 | 0.96344 | 0.00023898 | 0.087585 | 0.23148 | 0.19269 | 4.7797e-05 | 8:49 | 1.2594 | 71.62 | 0.62971 | 46.73 | 0.31485 | 27.01 | 0.062971 | 6.1 | 0.62971 | 46.73 | 0.31485 | 27.01 | 0.15743 | 14.57 | 0.031485 | 3.1 | 0.31485 | 27.01 | 0.15743 | 14.57 | 0.078713 | 7.57 | 0.015743 | 1.56 | 0.062971 | 6.1 | 0.031485 | 3.1 | 0.015743 | 1.56 | 0.0031485 | 0.31
7.5 | 41 | 0 | 0 | 1 | 40 | 1.7533 | 4.6296 | 1.38 | 3.8573 | 0.00095682 | 2.2 | 0 | 0 | 4250.2989 | 480 | 0.87666 | 2.3148 | 1.9286 | 0.00047841 | 0.43833 | 1.1574 | 0.96432 | 0.0002392 | 0.087666 | 0.23148 | 0.19286 | 4.7841e-05 | 8:49 | 1.2645 | 71.76 | 0.63223 | 46.86 | 0.31611 | 27.1 | 0.063223 | 6.13 | 0.63223 | 46.86 | 0.31611 | 27.1 | 0.15806 | 14.62 | 0.031611 | 3.11 | 0.31611 | 27.1 | 0.15806 | 14.62 | 0.079028 | 7.6 | 0.015806 | 1.57 | 0.063223 | 6.13 | 0.031611 | 3.11 | 0.015806 | 1.57 | 0.0031611 | 0.32
7.5 | 41 | 0 | 0 | 1 | 40 | 1.7549 | 4.6296 | 1.38 | 3.8608 | 0.00095769 | 2.2 | 0 | 0 | 4253.7557 | 480 | 0.87746 | 2.3148 | 1.9304 | 0.00047885 | 0.43873 | 1.1574 | 0.96521 | 0.00023942 | 0.087746 | 0.23148 | 0.19304 | 4.7885e-05 | 8:49 | 1.2695 | 71.9 | 0.63475 | 46.99 | 0.31737 | 27.19 | 0.063475 | 6.15 | 0.63475 | 46.99 | 0.31737 | 27.19 | 0.15869 | 14.67 | 0.031737 | 3.12 | 0.31737 | 27.19 | 0.15869 | 14.67 | 0.079344 | 7.63 | 0.015869 | 1.57 | 0.063475 | 6.15 | 0.031737 | 3.12 | 0.015869 | 1.57 | 0.0031737 | 0.32
7.5 | 41 | 0 | 0 | 1 | 40 | 1.7565 | 4.6296 | 1.38 | 3.8644 | 0.00095857 | 2.2 | 0 | 0 | 4257.1965 | 480 | 0.87826 | 2.3148 | 1.9322 | 0.00047928 | 0.43913 | 1.1574 | 0.96609 | 0.00023964 | 0.087826 | 0.23148 | 0.19322 | 4.7928e-05 | 8:49 | 1.2745 | 72.04 | 0.63727 | 47.13 | 0.31864 | 27.29 | 0.063727 | 6.17 | 0.63727 | 47.13 | 0.31864 | 27.29 | 0.15932 | 14.73 | 0.031864 | 3.14 | 0.31864 | 27.29 | 0.15932 | 14.73 | 0.079659 | 7.66 | 0.015932 | 1.58 | 0.063727 | 6.17 | 0.031864 | 3.14 | 0.015932 | 1.58 | 0.0031864 | 0.32
7.5 | 41 | 0 | 0 | 1 | 40 | 1.7581 | 4.6296 | 1.38 | 3.8679 | 0.00095943 | 2.2 | 0 | 0 | 4260.6217 | 480 | 0.87906 | 2.3148 | 1.9339 | 0.00047972 | 0.43953 | 1.1574 | 0.96696 | 0.00023986 | 0.087906 | 0.23148 | 0.19339 | 4.7972e-05 | 8:49 | 1.2796 | 72.19 | 0.6398 | 47.26 | 0.3199 | 27.38 | 0.06398 | 6.2 | 0.6398 | 47.26 | 0.3199 | 27.38 | 0.15995 | 14.78 | 0.03199 | 3.15 | 0.3199 | 27.38 | 0.15995 | 14.78 | 0.079975 | 7.69 | 0.015995 | 1.59 | 0.06398 | 6.2 | 0.03199 | 3.15 | 0.015995 | 1.59 | 0.003199 | 0.32
7.5 | 41 | 0 | 0 | 1 | 40 | 1.7597 | 4.6296 | 1.38 | 3.8713 | 0.0009603 | 2.2 | 0 | 0 | 4264.0311 | 480 | 0.87985 | 2.3148 | 1.9357 | 0.00048015 | 0.43993 | 1.1574 | 0.96784 | 0.00024007 | 0.087985 | 0.23148 | 0.19357 | 4.8015e-05 | 8:49 | 1.2847 | 72.33 | 0.64233 | 47.39 | 0.32117 | 27.47 | 0.064233 | 6.22 | 0.64233 | 47.39 | 0.32117 | 27.47 | 0.16058 | 14.84 | 0.032117 | 3.16 | 0.32117 | 27.47 | 0.16058 | 14.84 | 0.080291 | 7.72 | 0.016058 | 1.59 | 0.064233 | 6.22 | 0.032117 | 3.16 | 0.016058 | 1.59 | 0.0032117 | 0.32
7.5 | 41 | 0 | 0 | 1 | 40 | 1.7613 | 4.6296 | 1.38 | 3.8748 | 0.00096116 | 2.2 | 0 | 0 | 4267.4249 | 480 | 0.88064 | 2.3148 | 1.9374 | 0.00048058 | 0.44032 | 1.1574 | 0.9687 | 0.00024029 | 0.088064 | 0.23148 | 0.19374 | 4.8058e-05 | 8:49 | 1.2897 | 72.47 | 0.64486 | 47.53 | 0.32243 | 27.56 | 0.064486 | 6.25 | 0.64486 | 47.53 | 0.32243 | 27.56 | 0.16122 | 14.89 | 0.032243 | 3.17 | 0.32243 | 27.56 | 0.16122 | 14.89 | 0.080608 | 7.74 | 0.016122 | 1.6 | 0.064486 | 6.25 | 0.032243 | 3.17 | 0.016122 | 1.6 | 0.0032243 | 0.32
7.5 | 41 | 0 | 0 | 1 | 40 | 1.7628 | 4.6296 | 1.38 | 3.8783 | 0.00096202 | 2.2 | 0 | 0 | 4270.8031 | 480 | 0.88142 | 2.3148 | 1.9391 | 0.00048101 | 0.44071 | 1.1574 | 0.96957 | 0.0002405 | 0.088142 | 0.23148 | 0.19391 | 4.8101e-05 | 8:50 | 1.2948 | 72.6 | 0.6474 | 47.66 | 0.3237 | 27.65 | 0.06474 | 6.27 | 0.6474 | 47.66 | 0.3237 | 27.65 | 0.16185 | 14.94 | 0.03237 | 3.19 | 0.3237 | 27.65 | 0.16185 | 14.94 | 0.080925 | 7.77 | 0.016185 | 1.61 | 0.06474 | 6.27 | 0.03237 | 3.19 | 0.016185 | 1.61 | 0.003237 | 0.32
7.5 | 41 | 0 | 0 | 1 | 40 | 1.7644 | 4.6296 | 1.38 | 3.8817 | 0.00096287 | 2.2 | 0 | 0 | 4274.1659 | 480 | 0.88221 | 2.3148 | 1.9409 | 0.00048144 | 0.4411 | 1.1574 | 0.97043 | 0.00024072 | 0.088221 | 0.23148 | 0.19409 | 4.8144e-05 | 8:50 | 1.2999 | 72.74 | 0.64993 | 47.79 | 0.32497 | 27.74 | 0.064993 | 6.29 | 0.64993 | 47.79 | 0.32497 | 27.74 | 0.16248 | 15 | 0.032497 | 3.2 | 0.32497 | 27.74 | 0.16248 | 15 | 0.081242 | 7.8 | 0.016248 | 1.61 | 0.064993 | 6.29 | 0.032497 | 3.2 | 0.016248 | 1.61 | 0.0032497 | 0.32
7.5 | 41 | 0 | 0 | 1 | 40 | 1.766 | 4.6296 | 1.38 | 3.8851 | 0.00096372 | 2.2 | 0 | 0 | 4277.5132 | 480 | 0.88298 | 2.3148 | 1.9426 | 0.00048186 | 0.44149 | 1.1574 | 0.97128 | 0.00024093 | 0.088298 | 0.23148 | 0.19426 | 4.8186e-05 | 8:50 | 1.3049 | 72.88 | 0.65247 | 47.92 | 0.32624 | 27.84 | 0.065247 | 6.32 | 0.65247 | 47.92 | 0.32624 | 27.84 | 0.16312 | 15.05 | 0.032624 | 3.21 | 0.32624 | 27.84 | 0.16312 | 15.05 | 0.081559 | 7.83 | 0.016312 | 1.62 | 0.065247 | 6.32 | 0.032624 | 3.21 | 0.016312 | 1.62 | 0.0032624 | 0.33
7.5 | 41 | 0 | 0 | 1 | 40 | 1.7675 | 4.6296 | 1.38 | 3.8885 | 0.00096457 | 2.2 | 0 | 0 | 4280.8452 | 480 | 0.88376 | 2.3148 | 1.9443 | 0.00048228 | 0.44188 | 1.1574 | 0.97213 | 0.00024114 | 0.088376 | 0.23148 | 0.19443 | 4.8228e-05 | 8:50 | 1.31 | 73.02 | 0.65501 | 48.06 | 0.32751 | 27.93 | 0.065501 | 6.34 | 0.65501 | 48.06 | 0.32751 | 27.93 | 0.16375 | 15.1 | 0.032751 | 3.22 | 0.32751 | 27.93 | 0.16375 | 15.1 | 0.081877 | 7.86 | 0.016375 | 1.62 | 0.065501 | 6.34 | 0.032751 | 3.22 | 0.016375 | 1.62 | 0.0032751 | 0.33
7.5 | 41 | 0 | 0 | 1 | 40 | 1.7691 | 4.6296 | 1.38 | 3.8919 | 0.00096541 | 2.2 | 0 | 0 | 4284.1619 | 480 | 0.88453 | 2.3148 | 1.946 | 0.0004827 | 0.44226 | 1.1574 | 0.97298 | 0.00024135 | 0.088453 | 0.23148 | 0.1946 | 4.827e-05 | 8:50 | 1.3151 | 73.16 | 0.65756 | 48.19 | 0.32878 | 28.02 | 0.065756 | 6.36 | 0.65756 | 48.19 | 0.32878 | 28.02 | 0.16439 | 15.16 | 0.032878 | 3.23 | 0.32878 | 28.02 | 0.16439 | 15.16 | 0.082195 | 7.89 | 0.016439 | 1.63 | 0.065756 | 6.36 | 0.032878 | 3.23 | 0.016439 | 1.63 | 0.0032878 | 0.33
7.5 | 41 | 0 | 0 | 1 | 40 | 1.7706 | 4.6296 | 1.38 | 3.8953 | 0.00096624 | 2.2 | 0 | 0 | 4287.4635 | 480 | 0.8853 | 2.3148 | 1.9477 | 0.00048312 | 0.44265 | 1.1574 | 0.97383 | 0.00024156 | 0.08853 | 0.23148 | 0.19477 | 4.8312e-05 | 8:50 | 1.3202 | 73.29 | 0.6601 | 48.32 | 0.33005 | 28.11 | 0.06601 | 6.39 | 0.6601 | 48.32 | 0.33005 | 28.11 | 0.16503 | 15.21 | 0.033005 | 3.25 | 0.33005 | 28.11 | 0.16503 | 15.21 | 0.082513 | 7.92 | 0.016503 | 1.64 | 0.06601 | 6.39 | 0.033005 | 3.25 | 0.016503 | 1.64 | 0.0033005 | 0.33
7.5 | 41 | 0 | 0 | 1 | 40 | 1.7721 | 4.6296 | 1.38 | 3.8987 | 0.00096708 | 2.2 | 0 | 0 | 4290.7499 | 480 | 0.88606 | 2.3148 | 1.9493 | 0.00048354 | 0.44303 | 1.1574 | 0.97467 | 0.00024177 | 0.088606 | 0.23148 | 0.19493 | 4.8354e-05 | 8:50 | 1.3253 | 73.43 | 0.66265 | 48.45 | 0.33132 | 28.2 | 0.066265 | 6.41 | 0.66265 | 48.45 | 0.33132 | 28.2 | 0.16566 | 15.27 | 0.033132 | 3.26 | 0.33132 | 28.2 | 0.16566 | 15.27 | 0.082831 | 7.95 | 0.016566 | 1.64 | 0.066265 | 6.41 | 0.033132 | 3.26 | 0.016566 | 1.64 | 0.0033132 | 0.33
7.5 | 41 | 0 | 0 | 1 | 40 | 1.7736 | 4.6296 | 1.38 | 3.902 | 0.00096791 | 2.2 | 0 | 0 | 4294.0212 | 480 | 0.88682 | 2.3148 | 1.951 | 0.00048395 | 0.44341 | 1.1574 | 0.9755 | 0.00024198 | 0.088682 | 0.23148 | 0.1951 | 4.8395e-05 | 8:50 | 1.3304 | 73.56 | 0.6652 | 48.58 | 0.3326 | 28.29 | 0.06652 | 6.44 | 0.6652 | 48.58 | 0.3326 | 28.29 | 0.1663 | 15.32 | 0.03326 | 3.27 | 0.3326 | 28.29 | 0.1663 | 15.32 | 0.08315 | 7.98 | 0.01663 | 1.65 | 0.06652 | 6.44 | 0.03326 | 3.27 | 0.01663 | 1.65 | 0.003326 | 0.33
7.5 | 41 | 0 | 0 | 1 | 40 | 1.7752 | 4.6296 | 1.38 | 3.9053 | 0.00096873 | 2.2 | 0 | 0 | 4297.2775 | 480 | 0.88758 | 2.3148 | 1.9527 | 0.00048437 | 0.44379 | 1.1574 | 0.97634 | 0.00024218 | 0.088758 | 0.23148 | 0.19527 | 4.8437e-05 | 8:51 | 1.3355 | 73.7 | 0.66775 | 48.71 | 0.33388 | 28.39 | 0.066775 | 6.46 | 0.66775 | 48.71 | 0.33388 | 28.39 | 0.16694 | 15.37 | 0.033388 | 3.28 | 0.33388 | 28.39 | 0.16694 | 15.37 | 0.083469 | 8.01 | 0.016694 | 1.66 | 0.066775 | 6.46 | 0.033388 | 3.28 | 0.016694 | 1.66 | 0.0033388 | 0.33
7.5 | 41 | 0 | 0 | 1 | 40 | 1.7767 | 4.6296 | 1.38 | 3.9087 | 0.00096956 | 2.2 | 0 | 0 | 4300.5189 | 480 | 0.88833 | 2.3148 | 1.9543 | 0.00048478 | 0.44417 | 1.1574 | 0.97716 | 0.00024239 | 0.088833 | 0.23148 | 0.19543 | 4.8478e-05 | 8:51 | 1.3406 | 73.83 | 0.6703 | 48.84 | 0.33515 | 28.48 | 0.06703 | 6.48 | 0.6703 | 48.84 | 0.33515 | 28.48 | 0.16758 | 15.43 | 0.033515 | 3.3 | 0.33515 | 28.48 | 0.16758 | 15.43 | 0.083788 | 8.04 | 0.016758 | 1.66 | 0.06703 | 6.48 | 0.033515 | 3.3 | 0.016758 | 1.66 | 0.0033515 | 0.33
7.5 | 41 | 0 | 0 | 1 | 40 | 1.7782 | 4.6296 | 1.38 | 3.912 | 0.00097037 | 2.2 | 0 | 0 | 4303.7455 | 480 | 0.88908 | 2.3148 | 1.956 | 0.00048519 | 0.44454 | 1.1574 | 0.97799 | 0.00024259 | 0.088908 | 0.23148 | 0.1956 | 4.8519e-05 | 8:51 | 1.3457 | 73.96 | 0.67286 | 48.98 | 0.33643 | 28.57 | 0.067286 | 6.51 | 0.67286 | 48.98 | 0.33643 | 28.57 | 0.16822 | 15.48 | 0.033643 | 3.31 | 0.33643 | 28.57 | 0.16822 | 15.48 | 0.084108 | 8.07 | 0.016822 | 1.67 | 0.067286 | 6.51 | 0.033643 | 3.31 | 0.016822 | 1.67 | 0.0033643 | 0.34
7.5 | 41 | 0 | 0 | 1 | 40 | 1.7797 | 4.6296 | 1.38 | 3.9152 | 0.00097119 | 2.2 | 0 | 0 | 4306.9573 | 480 | 0.88983 | 2.3148 | 1.9576 | 0.00048559 | 0.44491 | 1.1574 | 0.97881 | 0.0002428 | 0.088983 | 0.23148 | 0.19576 | 4.8559e-05 | 8:51 | 1.3508 | 74.1 | 0.67542 | 49.11 | 0.33771 | 28.66 | 0.067542 | 6.53 | 0.67542 | 49.11 | 0.33771 | 28.66 | 0.16885 | 15.54 | 0.033771 | 3.32 | 0.33771 | 28.66 | 0.16885 | 15.54 | 0.084427 | 8.1 | 0.016885 | 1.67 | 0.067542 | 6.53 | 0.033771 | 3.32 | 0.016885 | 1.67 | 0.0033771 | 0.34
7.5 | 41 | 0 | 0 | 1 | 40 | 1.7811 | 4.6296 | 1.38 | 3.9185 | 0.000972 | 2.2 | 0 | 0 | 4310.1543 | 480 | 0.89057 | 2.3148 | 1.9593 | 0.000486 | 0.44529 | 1.1574 | 0.97963 | 0.000243 | 0.089057 | 0.23148 | 0.19593 | 4.86e-05 | 8:51 | 1.356 | 74.23 | 0.67798 | 49.24 | 0.33899 | 28.75 | 0.067798 | 6.56 | 0.67798 | 49.24 | 0.33899 | 28.75 | 0.16949 | 15.59 | 0.033899 | 3.33 | 0.33899 | 28.75 | 0.16949 | 15.59 | 0.084747 | 8.13 | 0.016949 | 1.68 | 0.067798 | 6.56 | 0.033899 | 3.33 | 0.016949 | 1.68 | 0.0033899 | 0.34
7.5 | 41 | 0 | 0 | 1 | 40 | 1.7826 | 4.6296 | 1.38 | 3.9218 | 0.00097281 | 2.2 | 0 | 0 | 4313.3367 | 480 | 0.89131 | 2.3148 | 1.9609 | 0.0004864 | 0.44566 | 1.1574 | 0.98044 | 0.0002432 | 0.089131 | 0.23148 | 0.19609 | 4.864e-05 | 8:51 | 1.3611 | 74.36 | 0.68054 | 49.37 | 0.34027 | 28.84 | 0.068054 | 6.58 | 0.68054 | 49.37 | 0.34027 | 28.84 | 0.17014 | 15.64 | 0.034027 | 3.35 | 0.34027 | 28.84 | 0.17014 | 15.64 | 0.085068 | 8.15 | 0.017014 | 1.69 | 0.068054 | 6.58 | 0.034027 | 3.35 | 0.017014 | 1.69 | 0.0034027 | 0.34
7.5 | 41 | 0 | 0 | 1 | 40 | 1.7841 | 4.6296 | 1.38 | 3.925 | 0.00097361 | 2.2 | 0 | 0 | 4316.5045 | 480 | 0.89205 | 2.3148 | 1.9625 | 0.00048681 | 0.44602 | 1.1574 | 0.98125 | 0.0002434 | 0.089205 | 0.23148 | 0.19625 | 4.8681e-05 | 8:51 | 1.3662 | 74.49 | 0.68311 | 49.5 | 0.34155 | 28.93 | 0.068311 | 6.6 | 0.68311 | 49.5 | 0.34155 | 28.93 | 0.17078 | 15.7 | 0.034155 | 3.36 | 0.34155 | 28.93 | 0.17078 | 15.7 | 0.085388 | 8.18 | 0.017078 | 1.69 | 0.068311 | 6.6 | 0.034155 | 3.36 | 0.017078 | 1.69 | 0.0034155 | 0.34
7.5 | 41 | 0 | 0 | 1 | 40 | 1.7856 | 4.6296 | 1.38 | 3.9282 | 0.00097441 | 2.2 | 0 | 0 | 4319.6578 | 480 | 0.89278 | 2.3148 | 1.9641 | 0.00048721 | 0.44639 | 1.1574 | 0.98206 | 0.0002436 | 0.089278 | 0.23148 | 0.19641 | 4.8721e-05 | 8:51 | 1.3713 | 74.62 | 0.68567 | 49.62 | 0.34284 | 29.02 | 0.068567 | 6.63 | 0.68567 | 49.62 | 0.34284 | 29.02 | 0.17142 | 15.75 | 0.034284 | 3.37 | 0.34284 | 29.02 | 0.17142 | 15.75 | 0.085709 | 8.21 | 0.017142 | 1.7 | 0.068567 | 6.63 | 0.034284 | 3.37 | 0.017142 | 1.7 | 0.0034284 | 0.34
7.5 | 41 | 0 | 0 | 1 | 40 | 1.787 | 4.6296 | 1.38 | 3.9314 | 0.00097521 | 2.2 | 0 | 0 | 4322.7966 | 480 | 0.89351 | 2.3148 | 1.9657 | 0.0004876 | 0.44675 | 1.1574 | 0.98286 | 0.0002438 | 0.089351 | 0.23148 | 0.19657 | 4.876e-05 | 8:52 | 1.3765 | 74.75 | 0.68824 | 49.75 | 0.34412 | 29.12 | 0.068824 | 6.65 | 0.68824 | 49.75 | 0.34412 | 29.12 | 0.17206 | 15.81 | 0.034412 | 3.38 | 0.34412 | 29.12 | 0.17206 | 15.81 | 0.08603 | 8.24 | 0.017206 | 1.71 | 0.068824 | 6.65 | 0.034412 | 3.38 | 0.017206 | 1.71 | 0.0034412 | 0.34
7.5 | 41 | 0 | 0 | 1 | 40 | 1.7885 | 4.6296 | 1.38 | 3.9346 | 0.000976 | 2.2 | 0 | 0 | 4325.9211 | 480 | 0.89424 | 2.3148 | 1.9673 | 0.000488 | 0.44712 | 1.1574 | 0.98366 | 0.000244 | 0.089424 | 0.23148 | 0.19673 | 4.88e-05 | 8:52 | 1.3816 | 74.88 | 0.69081 | 49.88 | 0.34541 | 29.21 | 0.069081 | 6.67 | 0.69081 | 49.88 | 0.34541 | 29.21 | 0.1727 | 15.86 | 0.034541 | 3.4 | 0.34541 | 29.21 | 0.1727 | 15.86 | 0.086352 | 8.27 | 0.01727 | 1.71 | 0.069081 | 6.67 | 0.034541 | 3.4 | 0.01727 | 1.71 | 0.0034541 | 0.34
7.5 | 41 | 0 | 0 | 1 | 40 | 1.7899 | 4.6296 | 1.38 | 3.9378 | 0.00097679 | 2.2 | 0 | 0 | 4329.0312 | 480 | 0.89496 | 2.3148 | 1.9689 | 0.00048839 | 0.44748 | 1.1574 | 0.98446 | 0.0002442 | 0.089496 | 0.23148 | 0.19689 | 4.8839e-05 | 8:52 | 1.3868 | 75.01 | 0.69339 | 50.01 | 0.34669 | 29.3 | 0.069339 | 6.7 | 0.69339 | 50.01 | 0.34669 | 29.3 | 0.17335 | 15.92 | 0.034669 | 3.41 | 0.34669 | 29.3 | 0.17335 | 15.92 | 0.086673 | 8.3 | 0.017335 | 1.72 | 0.069339 | 6.7 | 0.034669 | 3.41 | 0.017335 | 1.72 | 0.0034669 | 0.35
7.5 | 41 | 0 | 0 | 1 | 40 | 1.7914 | 4.6296 | 1.38 | 3.941 | 0.00097758 | 2.2 | 0 | 0 | 4332.1271 | 480 | 0.89568 | 2.3148 | 1.9705 | 0.00048879 | 0.44784 | 1.1574 | 0.98525 | 0.00024439 | 0.089568 | 0.23148 | 0.19705 | 4.8879e-05 | 8:52 | 1.3919 | 75.14 | 0.69596 | 50.14 | 0.34798 | 29.39 | 0.069596 | 6.72 | 0.69596 | 50.14 | 0.34798 | 29.39 | 0.17399 | 15.97 | 0.034798 | 3.42 | 0.34798 | 29.39 | 0.17399 | 15.97 | 0.086995 | 8.33 | 0.017399 | 1.72 | 0.069596 | 6.72 | 0.034798 | 3.42 | 0.017399 | 1.72 | 0.0034798 | 0.35
7.5 | 41 | 0 | 0 | 1 | 40 | 1.7928 | 4.6296 | 1.38 | 3.9441 | 0.00097836 | 2.2 | 0 | 0 | 4335.2088 | 480 | 0.8964 | 2.3148 | 1.9721 | 0.00048918 | 0.4482 | 1.1574 | 0.98603 | 0.00024459 | 0.08964 | 0.23148 | 0.19721 | 4.8918e-05 | 8:52 | 1.3971 | 75.27 | 0.69854 | 50.27 | 0.34927 | 29.48 | 0.069854 | 6.75 | 0.69854 | 50.27 | 0.34927 | 29.48 | 0.17463 | 16.02 | 0.034927 | 3.43 | 0.34927 | 29.48 | 0.17463 | 16.02 | 0.087317 | 8.36 | 0.017463 | 1.73 | 0.069854 | 6.75 | 0.034927 | 3.43 | 0.017463 | 1.73 | 0.0034927 | 0.35
7.5 | 41 | 0 | 0 | 1 | 40 | 1.7942 | 4.6296 | 1.38 | 3.9473 | 0.00097914 | 2.2 | 0 | 0 | 4338.2763 | 480 | 0.89711 | 2.3148 | 1.9736 | 0.00048957 | 0.44855 | 1.1574 | 0.98682 | 0.00024478 | 0.089711 | 0.23148 | 0.19736 | 4.8957e-05 | 8:52 | 1.4022 | 75.4 | 0.70112 | 50.4 | 0.35056 | 29.57 | 0.070112 | 6.77 | 0.70112 | 50.4 | 0.35056 | 29.57 | 0.17528 | 16.08 | 0.035056 | 3.44 | 0.35056 | 29.57 | 0.17528 | 16.08 | 0.08764 | 8.39 | 0.017528 | 1.74 | 0.070112 | 6.77 | 0.035056 | 3.44 | 0.017528 | 1.74 | 0.0035056 | 0.35
7.5 | 41 | 0 | 0 | 1 | 40 | 1.7956 | 4.6296 | 1.38 | 3.9504 | 0.00097991 | 2.2 | 0 | 0 | 4341.3298 | 480 | 0.89782 | 2.3148 | 1.9752 | 0.00048996 | 0.44891 | 1.1574 | 0.9876 | 0.00024498 | 0.089782 | 0.23148 | 0.19752 | 4.8996e-05 | 8:52 | 1.4074 | 75.52 | 0.7037 | 50.52 | 0.35185 | 29.66 | 0.07037 | 6.8 | 0.7037 | 50.52 | 0.35185 | 29.66 | 0.17592 | 16.13 | 0.035185 | 3.46 | 0.35185 | 29.66 | 0.17592 | 16.13 | 0.087962 | 8.42 | 0.017592 | 1.74 | 0.07037 | 6.8 | 0.035185 | 3.46 | 0.017592 | 1.74 | 0.0035185 | 0.35
7.5 | 41 | 0 | 0 | 1 | 40 | 1.797 | 4.6296 | 1.38 | 3.9535 | 0.00098068 | 2.2 | 0 | 0 | 4344.3693 | 480 | 0.89852 | 2.3148 | 1.9768 | 0.00049034 | 0.44926 | 1.1574 | 0.98838 | 0.00024517 | 0.089852 | 0.23148 | 0.19768 | 4.9034e-05 | 8:52 | 1.4126 | 75.65 | 0.70628 | 50.65 | 0.35314 | 29.75 | 0.070628 | 6.82 | 0.70628 | 50.65 | 0.35314 | 29.75 | 0.17657 | 16.19 | 0.035314 | 3.47 | 0.35314 | 29.75 | 0.17657 | 16.19 | 0.088285 | 8.45 | 0.017657 | 1.75 | 0.070628 | 6.82 | 0.035314 | 3.47 | 0.017657 | 1.75 | 0.0035314 | 0.35
7.5 | 41 | 0 | 0 | 1 | 40 | 1.7985 | 4.6296 | 1.38 | 3.9566 | 0.00098145 | 2.2 | 0 | 0 | 4347.3949 | 480 | 0.89923 | 2.3148 | 1.9783 | 0.00049072 | 0.44961 | 1.1574 | 0.98915 | 0.00024536 | 0.089923 | 0.23148 | 0.19783 | 4.9072e-05 | 8:53 | 1.4177 | 75.77 | 0.70887 | 50.78 | 0.35443 | 29.84 | 0.070887 | 6.84 | 0.70887 | 50.78 | 0.35443 | 29.84 | 0.17722 | 16.24 | 0.035443 | 3.48 | 0.35443 | 29.84 | 0.17722 | 16.24 | 0.088608 | 8.48 | 0.017722 | 1.76 | 0.070887 | 6.84 | 0.035443 | 3.48 | 0.017722 | 1.76 | 0.0035443 | 0.35
7.5 | 41 | 0 | 0 | 1 | 40 | 1.7999 | 4.6296 | 1.38 | 3.9597 | 0.00098221 | 2.2 | 0 | 0 | 4350.4066 | 480 | 0.89993 | 2.3148 | 1.9798 | 0.00049111 | 0.44996 | 1.1574 | 0.98992 | 0.00024555 | 0.089993 | 0.23148 | 0.19798 | 4.9111e-05 | 8:53 | 1.4229 | 75.9 | 0.71145 | 50.91 | 0.35573 | 29.93 | 0.071145 | 6.87 | 0.71145 | 50.91 | 0.35573 | 29.93 | 0.17786 | 16.29 | 0.035573 | 3.49 | 0.35573 | 29.93 | 0.17786 | 16.29 | 0.088932 | 8.51 | 0.017786 | 1.76 | 0.071145 | 6.87 | 0.035573 | 3.49 | 0.017786 | 1.76 | 0.0035573 | 0.36
7.5 | 41 | 0 | 0 | 1 | 40 | 1.8012 | 4.6296 | 1.38 | 3.9627 | 0.00098297 | 2.2 | 0 | 0 | 4353.4045 | 480 | 0.90062 | 2.3148 | 1.9814 | 0.00049149 | 0.45031 | 1.1574 | 0.99069 | 0.00024574 | 0.090062 | 0.23148 | 0.19814 | 4.9149e-05 | 8:53 | 1.4281 | 76.02 | 0.71404 | 51.03 | 0.35702 | 30.02 | 0.071404 | 6.89 | 0.71404 | 51.03 | 0.35702 | 30.02 | 0.17851 | 16.35 | 0.035702 | 3.51 | 0.35702 | 30.02 | 0.17851 | 16.35 | 0.089255 | 8.54 | 0.017851 | 1.77 | 0.071404 | 6.89 | 0.035702 | 3.51 | 0.017851 | 1.77 | 0.0035702 | 0.36
7.5 | 41 | 0 | 0 | 1 | 40 | 1.8026 | 4.6296 | 1.38 | 3.9658 | 0.00098373 | 2.2 | 0 | 0 | 4356.3887 | 480 | 0.90132 | 2.3148 | 1.9829 | 0.00049187 | 0.45066 | 1.1574 | 0.99145 | 0.00024593 | 0.090132 | 0.23148 | 0.19829 | 4.9187e-05 | 8:53 | 1.4333 | 76.15 | 0.71663 | 51.16 | 0.35832 | 30.11 | 0.071663 | 6.92 | 0.71663 | 51.16 | 0.35832 | 30.11 | 0.17916 | 16.4 | 0.035832 | 3.52 | 0.35832 | 30.11 | 0.17916 | 16.4 | 0.089579 | 8.57 | 0.017916 | 1.78 | 0.071663 | 6.92 | 0.035832 | 3.52 | 0.017916 | 1.78 | 0.0035832 | 0.36
7.5 | 41 | 0 | 0 | 1 | 40 | 1.804 | 4.6296 | 1.38 | 3.9688 | 0.00098448 | 2.2 | 0 | 0 | 4359.3592 | 480 | 0.90201 | 2.3148 | 1.9844 | 0.00049224 | 0.451 | 1.1574 | 0.99221 | 0.00024612 | 0.090201 | 0.23148 | 0.19844 | 4.9224e-05 | 8:53 | 1.4385 | 76.27 | 0.71923 | 51.29 | 0.35961 | 30.21 | 0.071923 | 6.94 | 0.71923 | 51.29 | 0.35961 | 30.21 | 0.17981 | 16.46 | 0.035961 | 3.53 | 0.35961 | 30.21 | 0.17981 | 16.46 | 0.089903 | 8.6 | 0.017981 | 1.78 | 0.071923 | 6.94 | 0.035961 | 3.53 | 0.017981 | 1.78 | 0.0035961 | 0.36
7.5 | 41 | 0 | 0 | 1 | 40 | 1.8054 | 4.6296 | 1.38 | 3.9719 | 0.00098523 | 2.2 | 0 | 0 | 4362.3161 | 480 | 0.9027 | 2.3148 | 1.9859 | 0.00049262 | 0.45135 | 1.1574 | 0.99297 | 0.00024631 | 0.09027 | 0.23148 | 0.19859 | 4.9262e-05 | 8:53 | 1.4436 | 76.39 | 0.72182 | 51.41 | 0.36091 | 30.3 | 0.072182 | 6.96 | 0.72182 | 51.41 | 0.36091 | 30.3 | 0.18046 | 16.51 | 0.036091 | 3.54 | 0.36091 | 30.3 | 0.18046 | 16.51 | 0.090228 | 8.63 | 0.018046 | 1.79 | 0.072182 | 6.96 | 0.036091 | 3.54 | 0.018046 | 1.79 | 0.0036091 | 0.36
7.5 | 41 | 0 | 0 | 1 | 40 | 1.8068 | 4.6296 | 1.38 | 3.9749 | 0.00098598 | 2.2 | 0 | 0 | 4365.2594 | 480 | 0.90338 | 2.3148 | 1.9874 | 0.00049299 | 0.45169 | 1.1574 | 0.99372 | 0.0002465 | 0.090338 | 0.23148 | 0.19874 | 4.9299e-05 | 8:53 | 1.4488 | 76.52 | 0.72442 | 51.54 | 0.36221 | 30.39 | 0.072442 | 6.99 | 0.72442 | 51.54 | 0.36221 | 30.39 | 0.18111 | 16.57 | 0.036221 | 3.56 | 0.36221 | 30.39 | 0.18111 | 16.57 | 0.090553 | 8.66 | 0.018111 | 1.79 | 0.072442 | 6.99 | 0.036221 | 3.56 | 0.018111 | 1.79 | 0.0036221 | 0.36
7.5 | 41 | 0 | 0 | 1 | 40 | 1.8081 | 4.6296 | 1.38 | 3.9779 | 0.00098672 | 2.2 | 0 | 0 | 4368.1892 | 480 | 0.90406 | 2.3148 | 1.9889 | 0.00049336 | 0.45203 | 1.1574 | 0.99447 | 0.00024668 | 0.090406 | 0.23148 | 0.19889 | 4.9336e-05 | 8:53 | 1.454 | 76.64 | 0.72702 | 51.67 | 0.36351 | 30.48 | 0.072702 | 7.01 | 0.72702 | 51.67 | 0.36351 | 30.48 | 0.18175 | 16.62 | 0.036351 | 3.57 | 0.36351 | 30.48 | 0.18175 | 16.62 | 0.090877 | 8.69 | 0.018175 | 1.8 | 0.072702 | 7.01 | 0.036351 | 3.57 | 0.018175 | 1.8 | 0.0036351 | 0.36
7.5 | 41 | 0 | 0 | 1 | 40 | 1.8095 | 4.6296 | 1.38 | 3.9809 | 0.00098746 | 2.2 | 0 | 0 | 4371.1056 | 480 | 0.90474 | 2.3148 | 1.9904 | 0.00049373 | 0.45237 | 1.1574 | 0.99521 | 0.00024687 | 0.090474 | 0.23148 | 0.19904 | 4.9373e-05 | 8:54 | 1.4592 | 76.76 | 0.72962 | 51.79 | 0.36481 | 30.57 | 0.072962 | 7.04 | 0.72962 | 51.79 | 0.36481 | 30.57 | 0.18241 | 16.67 | 0.036481 | 3.58 | 0.36481 | 30.57 | 0.18241 | 16.67 | 0.091203 | 8.72 | 0.018241 | 1.81 | 0.072962 | 7.04 | 0.036481 | 3.58 | 0.018241 | 1.81 | 0.0036481 | 0.36
7.5 | 41 | 0 | 0 | 1 | 40 | 1.8108 | 4.6296 | 1.38 | 3.9838 | 0.0009882 | 2.2 | 0 | 0 | 4374.0086 | 480 | 0.90541 | 2.3148 | 1.9919 | 0.0004941 | 0.45271 | 1.1574 | 0.99596 | 0.00024705 | 0.090541 | 0.23148 | 0.19919 | 4.941e-05 | 8:54 | 1.4644 | 76.88 | 0.73222 | 51.92 | 0.36611 | 30.66 | 0.073222 | 7.06 | 0.73222 | 51.92 | 0.36611 | 30.66 | 0.18306 | 16.73 | 0.036611 | 3.59 | 0.36611 | 30.66 | 0.18306 | 16.73 | 0.091528 | 8.75 | 0.018306 | 1.81 | 0.073222 | 7.06 | 0.036611 | 3.59 | 0.018306 | 1.81 | 0.0036611 | 0.37
7.5 | 41 | 0 | 0 | 1 | 40 | 1.8122 | 4.6296 | 1.38 | 3.9868 | 0.00098893 | 2.2 | 0 | 0 | 4376.8984 | 480 | 0.90609 | 2.3148 | 1.9934 | 0.00049447 | 0.45304 | 1.1574 | 0.99669 | 0.00024723 | 0.090609 | 0.23148 | 0.19934 | 4.9447e-05 | 8:54 | 1.4697 | 77 | 0.73483 | 52.04 | 0.36741 | 30.75 | 0.073483 | 7.08 | 0.73483 | 52.04 | 0.36741 | 30.75 | 0.18371 | 16.78 | 0.036741 | 3.61 | 0.36741 | 30.75 | 0.18371 | 16.78 | 0.091854 | 8.78 | 0.018371 | 1.82 | 0.073483 | 7.08 | 0.036741 | 3.61 | 0.018371 | 1.82 | 0.0036741 | 0.37
7.5 | 41 | 0 | 0 | 1 | 40 | 1.8135 | 4.6296 | 1.38 | 3.9897 | 0.00098966 | 2.2 | 0 | 0 | 4379.7749 | 480 | 0.90675 | 2.3148 | 1.9949 | 0.00049483 | 0.45338 | 1.1574 | 0.99743 | 0.00024742 | 0.090675 | 0.23148 | 0.19949 | 4.9483e-05 | 8:54 | 1.4749 | 77.12 | 0.73744 | 52.17 | 0.36872 | 30.84 | 0.073744 | 7.11 | 0.73744 | 52.17 | 0.36872 | 30.84 | 0.18436 | 16.84 | 0.036872 | 3.62 | 0.36872 | 30.84 | 0.18436 | 16.84 | 0.092179 | 8.81 | 0.018436 | 1.83 | 0.073744 | 7.11 | 0.036872 | 3.62 | 0.018436 | 1.83 | 0.0036872 | 0.37
7.5 | 41 | 0 | 0 | 1 | 40 | 1.8148 | 4.6296 | 1.38 | 3.9926 | 0.00099039 | 2.2 | 0 | 0 | 4382.6382 | 480 | 0.90742 | 2.3148 | 1.9963 | 0.00049519 | 0.45371 | 1.1574 | 0.99816 | 0.0002476 | 0.090742 | 0.23148 | 0.19963 | 4.9519e-05 | 8:54 | 1.4801 | 77.24 | 0.74004 | 52.29 | 0.37002 | 30.93 | 0.074004 | 7.13 | 0.74004 | 52.29 | 0.37002 | 30.93 | 0.18501 | 16.89 | 0.037002 | 3.63 | 0.37002 | 30.93 | 0.18501 | 16.89 | 0.092506 | 8.84 | 0.018501 | 1.83 | 0.074004 | 7.13 | 0.037002 | 3.63 | 0.018501 | 1.83 | 0.0037002 | 0.37
7.5 | 41 | 0 | 0 | 1 | 40 | 1.8162 | 4.6296 | 1.38 | 3.9956 | 0.00099111 | 2.2 | 0 | 0 | 4385.4883 | 480 | 0.90808 | 2.3148 | 1.9978 | 0.00049556 | 0.45404 | 1.1574 | 0.99889 | 0.00024778 | 0.090808 | 0.23148 | 0.19978 | 4.9556e-05 | 8:54 | 1.4853 | 77.36 | 0.74266 | 52.42 | 0.37133 | 31.02 | 0.074266 | 7.16 | 0.74266 | 52.42 | 0.37133 | 31.02 | 0.18566 | 16.94 | 0.037133 | 3.65 | 0.37133 | 31.02 | 0.18566 | 16.94 | 0.092832 | 8.87 | 0.018566 | 1.84 | 0.074266 | 7.16 | 0.037133 | 3.65 | 0.018566 | 1.84 | 0.0037133 | 0.37
7.5 | 41 | 0 | 0 | 1 | 40 | 1.8175 | 4.6296 | 1.38 | 3.9985 | 0.00099183 | 2.2 | 0 | 0 | 4388.3255 | 480 | 0.90874 | 2.3148 | 1.9992 | 0.00049592 | 0.45437 | 1.1574 | 0.99962 | 0.00024796 | 0.090874 | 0.23148 | 0.19992 | 4.9592e-05 | 8:54 | 1.4905 | 77.47 | 0.74527 | 52.54 | 0.37263 | 31.11 | 0.074527 | 7.18 | 0.74527 | 52.54 | 0.37263 | 31.11 | 0.18632 | 17 | 0.037263 | 3.66 | 0.37263 | 31.11 | 0.18632 | 17 | 0.093158 | 8.9 | 0.018632 | 1.85 | 0.074527 | 7.18 | 0.037263 | 3.66 | 0.018632 | 1.85 | 0.0037263 | 0.37
7.5 | 41 | 0 | 0 | 1 | 40 | 1.8188 | 4.6296 | 1.38 | 4.0014 | 0.00099255 | 2.2 | 0 | 0 | 4391.1496 | 480 | 0.9094 | 2.3148 | 2.0007 | 0.00049627 | 0.4547 | 1.1574 | 1.0003 | 0.00024814 | 0.09094 | 0.23148 | 0.20007 | 4.9627e-05 | 8:54 | 1.4958 | 77.59 | 0.74788 | 52.66 | 0.37394 | 31.2 | 0.074788 | 7.21 | 0.74788 | 52.66 | 0.37394 | 31.2 | 0.18697 | 17.05 | 0.037394 | 3.67 | 0.37394 | 31.2 | 0.18697 | 17.05 | 0.093485 | 8.92 | 0.018697 | 1.85 | 0.074788 | 7.21 | 0.037394 | 3.67 | 0.018697 | 1.85 | 0.0037394 | 0.37
7.5 | 41 | 0 | 0 | 1 | 40 | 1.8201 | 4.6296 | 1.38 | 4.0042 | 0.00099326 | 2.2 | 0 | 0 | 4393.9607 | 480 | 0.91005 | 2.3148 | 2.0021 | 0.00049663 | 0.45503 | 1.1574 | 1.0011 | 0.00024832 | 0.091005 | 0.23148 | 0.20021 | 4.9663e-05 | 8:55 | 1.501 | 77.71 | 0.7505 | 52.79 | 0.37525 | 31.29 | 0.07505 | 7.23 | 0.7505 | 52.79 | 0.37525 | 31.29 | 0.18762 | 17.11 | 0.037525 | 3.68 | 0.37525 | 31.29 | 0.18762 | 17.11 | 0.093812 | 8.95 | 0.018762 | 1.86 | 0.07505 | 7.23 | 0.037525 | 3.68 | 0.018762 | 1.86 | 0.0037525 | 0.37
7.5 | 41 | 0 | 0 | 1 | 40 | 1.8214 | 4.6296 | 1.38 | 4.0071 | 0.00099397 | 2.2 | 0 | 0 | 4396.759 | 480 | 0.9107 | 2.3148 | 2.0035 | 0.00049699 | 0.45535 | 1.1574 | 1.0018 | 0.00024849 | 0.09107 | 0.23148 | 0.20035 | 4.9699e-05 | 8:55 | 1.5062 | 77.83 | 0.75312 | 52.91 | 0.37656 | 31.38 | 0.075312 | 7.25 | 0.75312 | 52.91 | 0.37656 | 31.38 | 0.18828 | 17.16 | 0.037656 | 3.7 | 0.37656 | 31.38 | 0.18828 | 17.16 | 0.09414 | 8.98 | 0.018828 | 1.87 | 0.075312 | 7.25 | 0.037656 | 3.7 | 0.018828 | 1.87 | 0.0037656 | 0.38
7.5 | 41 | 0 | 0 | 1 | 40 | 1.8227 | 4.6296 | 1.38 | 4.0099 | 0.00099468 | 2.2 | 0 | 0 | 4399.5445 | 480 | 0.91135 | 2.3148 | 2.005 | 0.00049734 | 0.45567 | 1.1574 | 1.0025 | 0.00024867 | 0.091135 | 0.23148 | 0.2005 | 4.9734e-05 | 8:55 | 1.5115 | 77.94 | 0.75574 | 53.03 | 0.37787 | 31.47 | 0.075574 | 7.28 | 0.75574 | 53.03 | 0.37787 | 31.47 | 0.18893 | 17.22 | 0.037787 | 3.71 | 0.37787 | 31.47 | 0.18893 | 17.22 | 0.094467 | 9.01 | 0.018893 | 1.87 | 0.075574 | 7.28 | 0.037787 | 3.71 | 0.018893 | 1.87 | 0.0037787 | 0.38
7.5 | 41 | 0 | 0 | 1 | 40 | 1.824 | 4.6296 | 1.38 | 4.0128 | 0.00099538 | 2.2 | 0 | 0 | 4402.3172 | 480 | 0.91199 | 2.3148 | 2.0064 | 0.00049769 | 0.456 | 1.1574 | 1.0032 | 0.00024885 | 0.091199 | 0.23148 | 0.20064 | 4.9769e-05 | 8:55 | 1.5167 | 78.06 | 0.75836 | 53.16 | 0.37918 | 31.56 | 0.075836 | 7.3 | 0.75836 | 53.16 | 0.37918 | 31.56 | 0.18959 | 17.27 | 0.037918 | 3.72 | 0.37918 | 31.56 | 0.18959 | 17.27 | 0.094795 | 9.04 | 0.018959 | 1.88 | 0.075836 | 7.3 | 0.037918 | 3.72 | 0.018959 | 1.88 | 0.0037918 | 0.38
7.5 | 41 | 0 | 0 | 1 | 40 | 1.8253 | 4.6296 | 1.38 | 4.0156 | 0.00099608 | 2.2 | 0 | 0 | 4405.0771 | 480 | 0.91264 | 2.3148 | 2.0078 | 0.00049804 | 0.45632 | 1.1574 | 1.0039 | 0.00024902 | 0.091264 | 0.23148 | 0.20078 | 4.9804e-05 | 8:55 | 1.522 | 78.17 | 0.76098 | 53.28 | 0.38049 | 31.65 | 0.076098 | 7.33 | 0.76098 | 53.28 | 0.38049 | 31.65 | 0.19025 | 17.32 | 0.038049 | 3.73 | 0.38049 | 31.65 | 0.19025 | 17.32 | 0.095123 | 9.07 | 0.019025 | 1.88 | 0.076098 | 7.33 | 0.038049 | 3.73 | 0.019025 | 1.88 | 0.0038049 | 0.38
7.5 | 41 | 0 | 0 | 1 | 40 | 1.8265 | 4.6296 | 1.38 | 4.0184 | 0.00099678 | 2.2 | 0 | 0 | 4407.8245 | 480 | 0.91327 | 2.3148 | 2.0092 | 0.00049839 | 0.45664 | 1.1574 | 1.0046 | 0.00024919 | 0.091327 | 0.23148 | 0.20092 | 4.9839e-05 | 8:55 | 1.5272 | 78.29 | 0.76361 | 53.4 | 0.3818 | 31.74 | 0.076361 | 7.35 | 0.76361 | 53.4 | 0.3818 | 31.74 | 0.1909 | 17.38 | 0.03818 | 3.75 | 0.3818 | 31.74 | 0.1909 | 17.38 | 0.095451 | 9.1 | 0.01909 | 1.89 | 0.076361 | 7.35 | 0.03818 | 3.75 | 0.01909 | 1.89 | 0.003818 | 0.38
7.5 | 41 | 0 | 0 | 1 | 40 | 1.8278 | 4.6296 | 1.38 | 4.0212 | 0.00099747 | 2.2 | 0 | 0 | 4410.5592 | 480 | 0.91391 | 2.3148 | 2.0106 | 0.00049874 | 0.45695 | 1.1574 | 1.0053 | 0.00024937 | 0.091391 | 0.23148 | 0.20106 | 4.9874e-05 | 8:55 | 1.5325 | 78.4 | 0.76624 | 53.52 | 0.38312 | 31.83 | 0.076624 | 7.38 | 0.76624 | 53.52 | 0.38312 | 31.83 | 0.19156 | 17.43 | 0.038312 | 3.76 | 0.38312 | 31.83 | 0.19156 | 17.43 | 0.09578 | 9.13 | 0.019156 | 1.9 | 0.076624 | 7.38 | 0.038312 | 3.76 | 0.019156 | 1.9 | 0.0038312 | 0.38
7.5 | 41 | 0 | 0 | 1 | 40 | 1.8291 | 4.6296 | 1.38 | 4.024 | 0.00099816 | 2.2 | 0 | 0 | 4413.2814 | 480 | 0.91454 | 2.3148 | 2.012 | 0.00049908 | 0.45727 | 1.1574 | 1.006 | 0.00024954 | 0.091454 | 0.23148 | 0.2012 | 4.9908e-05 | 8:55 | 1.5377 | 78.51 | 0.76887 | 53.65 | 0.38443 | 31.92 | 0.076887 | 7.4 | 0.76887 | 53.65 | 0.38443 | 31.92 | 0.19222 | 17.49 | 0.038443 | 3.77 | 0.38443 | 31.92 | 0.19222 | 17.49 | 0.096108 | 9.16 | 0.019222 | 1.9 | 0.076887 | 7.4 | 0.038443 | 3.77 | 0.019222 | 1.9 | 0.0038443 | 0.38
7.5 | 41 | 0 | 0 | 1 | 40 | 1.8303 | 4.6296 | 1.38 | 4.0268 | 0.00099885 | 2.2 | 0 | 0 | 4415.9911 | 480 | 0.91517 | 2.3148 | 2.0134 | 0.00049943 | 0.45759 | 1.1574 | 1.0067 | 0.00024971 | 0.091517 | 0.23148 | 0.20134 | 4.9943e-05 | 8:56 | 1.543 | 78.63 | 0.7715 | 53.77 | 0.38575 | 32.01 | 0.07715 | 7.42 | 0.7715 | 53.77 | 0.38575 | 32.01 | 0.19287 | 17.54 | 0.038575 | 3.78 | 0.38575 | 32.01 | 0.19287 | 17.54 | 0.096437 | 9.19 | 0.019287 | 1.91 | 0.07715 | 7.42 | 0.038575 | 3.78 | 0.019287 | 1.91 | 0.0038575 | 0.39
7.5 | 41 | 0 | 0 | 1 | 40 | 1.8316 | 4.6296 | 1.38 | 4.0295 | 0.00099954 | 2.2 | 0 | 0 | 4418.6885 | 480 | 0.9158 | 2.3148 | 2.0148 | 0.00049977 | 0.4579 | 1.1574 | 1.0074 | 0.00024988 | 0.09158 | 0.23148 | 0.20148 | 4.9977e-05 | 8:56 | 1.5483 | 78.74 | 0.77413 | 53.89 | 0.38706 | 32.1 | 0.077413 | 7.45 | 0.77413 | 53.89 | 0.38706 | 32.1 | 0.19353 | 17.6 | 0.038706 | 3.8 | 0.38706 | 32.1 | 0.19353 | 17.6 | 0.096766 | 9.22 | 0.019353 | 1.92 | 0.077413 | 7.45 | 0.038706 | 3.8 | 0.019353 | 1.92 | 0.0038706 | 0.39
7.5 | 41 | 0 | 0 | 1 | 40 | 1.8328 | 4.6296 | 1.38 | 4.0323 | 0.0010002 | 2.2 | 0 | 0 | 4421.3734 | 480 | 0.91642 | 2.3148 | 2.0161 | 0.00050011 | 0.45821 | 1.1574 | 1.0081 | 0.00025005 | 0.091642 | 0.23148 | 0.20161 | 5.0011e-05 | 8:56 | 1.5535 | 78.85 | 0.77676 | 54.01 | 0.38838 | 32.18 | 0.077676 | 7.47 | 0.77676 | 54.01 | 0.38838 | 32.18 | 0.19419 | 17.65 | 0.038838 | 3.81 | 0.38838 | 32.18 | 0.19419 | 17.65 | 0.097096 | 9.25 | 0.019419 | 1.92 | 0.077676 | 7.47 | 0.038838 | 3.81 | 0.019419 | 1.92 | 0.0038838 | 0.39
7.5 | 41 | 0 | 0 | 1 | 40 | 1.8341 | 4.6296 | 1.38 | 4.035 | 0.0010009 | 2.2 | 0 | 0 | 4424.046 | 480 | 0.91704 | 2.3148 | 2.0175 | 0.00050045 | 0.45852 | 1.1574 | 1.0087 | 0.00025022 | 0.091704 | 0.23148 | 0.20175 | 5.0045e-05 | 8:56 | 1.5588 | 78.96 | 0.7794 | 54.13 | 0.3897 | 32.27 | 0.07794 | 7.5 | 0.7794 | 54.13 | 0.3897 | 32.27 | 0.19485 | 17.7 | 0.03897 | 3.82 | 0.3897 | 32.27 | 0.19485 | 17.7 | 0.097425 | 9.28 | 0.019485 | 1.93 | 0.07794 | 7.5 | 0.03897 | 3.82 | 0.019485 | 1.93 | 0.003897 | 0.39
7.5 | 41 | 0 | 0 | 1 | 40 | 1.8353 | 4.6296 | 1.38 | 4.0377 | 0.0010016 | 2.2 | 0 | 0 | 4426.7064 | 480 | 0.91766 | 2.3148 | 2.0189 | 0.00050078 | 0.45883 | 1.1574 | 1.0094 | 0.00025039 | 0.091766 | 0.23148 | 0.20189 | 5.0078e-05 | 8:56 | 1.5641 | 79.07 | 0.78204 | 54.25 | 0.39102 | 32.36 | 0.078204 | 7.52 | 0.78204 | 54.25 | 0.39102 | 32.36 | 0.19551 | 17.76 | 0.039102 | 3.83 | 0.39102 | 32.36 | 0.19551 | 17.76 | 0.097755 | 9.31 | 0.019551 | 1.94 | 0.078204 | 7.52 | 0.039102 | 3.83 | 0.019551 | 1.94 | 0.0039102 | 0.39
7.5 | 41 | 0 | 0 | 1 | 40 | 1.8366 | 4.6296 | 1.38 | 4.0404 | 0.0010022 | 2.2 | 0 | 0 | 4429.3546 | 480 | 0.91828 | 2.3148 | 2.0202 | 0.00050112 | 0.45914 | 1.1574 | 1.0101 | 0.00025056 | 0.091828 | 0.23148 | 0.20202 | 5.0112e-05 | 8:56 | 1.5694 | 79.18 | 0.78468 | 54.37 | 0.39234 | 32.45 | 0.078468 | 7.55 | 0.78468 | 54.37 | 0.39234 | 32.45 | 0.19617 | 17.81 | 0.039234 | 3.85 | 0.39234 | 32.45 | 0.19617 | 17.81 | 0.098085 | 9.34 | 0.019617 | 1.94 | 0.078468 | 7.55 | 0.039234 | 3.85 | 0.019617 | 1.94 | 0.0039234 | 0.39
7.5 | 41 | 0 | 0 | 1 | 40 | 1.8378 | 4.6296 | 1.38 | 4.0431 | 0.0010029 | 2.2 | 0 | 0 | 4431.9907 | 480 | 0.91889 | 2.3148 | 2.0216 | 0.00050145 | 0.45945 | 1.1574 | 1.0108 | 0.00025073 | 0.091889 | 0.23148 | 0.20216 | 5.0145e-05 | 8:56 | 1.5746 | 79.29 | 0.78732 | 54.49 | 0.39366 | 32.54 | 0.078732 | 7.57 | 0.78732 | 54.49 | 0.39366 | 32.54 | 0.19683 | 17.87 | 0.039366 | 3.86 | 0.39366 | 32.54 | 0.19683 | 17.87 | 0.098415 | 9.37 | 0.019683 | 1.95 | 0.078732 | 7.57 | 0.039366 | 3.86 | 0.019683 | 1.95 | 0.0039366 | 0.39
7.5 | 41 | 0 | 0 | 1 | 40 | 1.839 | 4.6296 | 1.38 | 4.0458 | 0.0010036 | 2.2 | 0 | 0 | 4434.6147 | 480 | 0.9195 | 2.3148 | 2.0229 | 0.00050179 | 0.45975 | 1.1574 | 1.0115 | 0.00025089 | 0.09195 | 0.23148 | 0.20229 | 5.0179e-05 | 8:56 | 1.5799 | 79.4 | 0.78996 | 54.61 | 0.39498 | 32.63 | 0.078996 | 7.6 | 0.78996 | 54.61 | 0.39498 | 32.63 | 0.19749 | 17.92 | 0.039498 | 3.87 | 0.39498 | 32.63 | 0.19749 | 17.92 | 0.098746 | 9.4 | 0.019749 | 1.96 | 0.078996 | 7.6 | 0.039498 | 3.87 | 0.019749 | 1.96 | 0.0039498 | 0.39
7.5 | 41 | 0 | 0 | 1 | 40 | 1.8402 | 4.6296 | 1.38 | 4.0485 | 0.0010042 | 2.2 | 0 | 0 | 4437.2266 | 480 | 0.92011 | 2.3148 | 2.0242 | 0.00050212 | 0.46005 | 1.1574 | 1.0121 | 0.00025106 | 0.092011 | 0.23148 | 0.20242 | 5.0212e-05 | 8:57 | 1.5852 | 79.51 | 0.79261 | 54.73 | 0.3963 | 32.72 | 0.079261 | 7.62 | 0.79261 | 54.73 | 0.3963 | 32.72 | 0.19815 | 17.98 | 0.03963 | 3.89 | 0.3963 | 32.72 | 0.19815 | 17.98 | 0.099076 | 9.43 | 0.019815 | 1.96 | 0.079261 | 7.62 | 0.03963 | 3.89 | 0.019815 | 1.96 | 0.003963 | 0.4
7.5 | 41 | 0 | 0 | 1 | 40 | 1.8414 | 4.6296 | 1.38 | 4.0511 | 0.0010049 | 2.2 | 0 | 0 | 4439.8266 | 480 | 0.92071 | 2.3148 | 2.0256 | 0.00050245 | 0.46036 | 1.1574 | 1.0128 | 0.00025122 | 0.092071 | 0.23148 | 0.20256 | 5.0245e-05 | 8:57 | 1.5905 | 79.62 | 0.79526 | 54.85 | 0.39763 | 32.81 | 0.079526 | 7.64 | 0.79526 | 54.85 | 0.39763 | 32.81 | 0.19881 | 18.03 | 0.039763 | 3.9 | 0.39763 | 32.81 | 0.19881 | 18.03 | 0.099407 | 9.46 | 0.019881 | 1.97 | 0.079526 | 7.64 | 0.039763 | 3.9 | 0.019881 | 1.97 | 0.0039763 | 0.4
7.5 | 41 | 0 | 0 | 1 | 40 | 1.8426 | 4.6296 | 1.38 | 4.0538 | 0.0010056 | 2.2 | 0 | 0 | 4442.4147 | 480 | 0.92131 | 2.3148 | 2.0269 | 0.00050278 | 0.46066 | 1.1574 | 1.0134 | 0.00025139 | 0.092131 | 0.23148 | 0.20269 | 5.0278e-05 | 8:57 | 1.5958 | 79.73 | 0.79791 | 54.97 | 0.39895 | 32.9 | 0.079791 | 7.67 | 0.79791 | 54.97 | 0.39895 | 32.9 | 0.19948 | 18.08 | 0.039895 | 3.91 | 0.39895 | 32.9 | 0.19948 | 18.08 | 0.099738 | 9.49 | 0.019948 | 1.98 | 0.079791 | 7.67 | 0.039895 | 3.91 | 0.019948 | 1.98 | 0.0039895 | 0.4
7.5 | 41 | 0 | 0 | 1 | 40 | 1.8438 | 4.6296 | 1.38 | 4.0564 | 0.0010062 | 2.2 | 0 | 0 | 4444.9909 | 480 | 0.92191 | 2.3148 | 2.0282 | 0.0005031 | 0.46096 | 1.1574 | 1.0141 | 0.00025155 | 0.092191 | 0.23148 | 0.20282 | 5.031e-05 | 8:57 | 1.6011 | 79.83 | 0.80056 | 55.09 | 0.40028 | 32.99 | 0.080056 | 7.69 | 0.80056 | 55.09 | 0.40028 | 32.99 | 0.20014 | 18.14 | 0.040028 | 3.92 | 0.40028 | 32.99 | 0.20014 | 18.14 | 0.10007 | 9.52 | 0.020014 | 1.98 | 0.080056 | 7.69 | 0.040028 | 3.92 | 0.020014 | 1.98 | 0.0040028 | 0.4
7.5 | 41 | 0 | 0 | 1 | 40 | 1.845 | 4.6296 | 1.38 | 4.059 | 0.0010069 | 2.2 | 0 | 0 | 4447.5553 | 480 | 0.92251 | 2.3148 | 2.0295 | 0.00050343 | 0.46125 | 1.1574 | 1.0148 | 0.00025171 | 0.092251 | 0.23148 | 0.20295 | 5.0343e-05 | 8:57 | 1.6064 | 79.94 | 0.80321 | 55.21 | 0.4016 | 33.08 | 0.080321 | 7.72 | 0.80321 | 55.21 | 0.4016 | 33.08 | 0.2008 | 18.19 | 0.04016 | 3.94 | 0.4016 | 33.08 | 0.2008 | 18.19 | 0.1004 | 9.55 | 0.02008 | 1.99 | 0.080321 | 7.72 | 0.04016 | 3.94 | 0.02008 | 1.99 | 0.004016 | 0.4
7.5 | 41 | 0 | 0 | 1 | 40 | 1.8462 | 4.6296 | 1.38 | 4.0616 | 0.0010075 | 2.2 | 0 | 0 | 4450.1079 | 480 | 0.9231 | 2.3148 | 2.0308 | 0.00050375 | 0.46155 | 1.1574 | 1.0154 | 0.00025188 | 0.09231 | 0.23148 | 0.20308 | 5.0375e-05 | 8:57 | 1.6117 | 80.05 | 0.80586 | 55.33 | 0.40293 | 33.16 | 0.080586 | 7.74 | 0.80586 | 55.33 | 0.40293 | 33.16 | 0.20147 | 18.25 | 0.040293 | 3.95 | 0.40293 | 33.16 | 0.20147 | 18.25 | 0.10073 | 9.58 | 0.020147 | 1.99 | 0.080586 | 7.74 | 0.040293 | 3.95 | 0.020147 | 1.99 | 0.0040293 | 0.4
7.5 | 41 | 0 | 0 | 1 | 40 | 1.8474 | 4.6296 | 1.38 | 4.0642 | 0.0010082 | 2.2 | 0 | 0 | 4452.6488 | 480 | 0.92369 | 2.3148 | 2.0321 | 0.00050408 | 0.46185 | 1.1574 | 1.0161 | 0.00025204 | 0.092369 | 0.23148 | 0.20321 | 5.0408e-05 | 8:57 | 1.617 | 80.15 | 0.80852 | 55.45 | 0.40426 | 33.25 | 0.080852 | 7.77 | 0.80852 | 55.45 | 0.40426 | 33.25 | 0.20213 | 18.3 | 0.040426 | 3.96 | 0.40426 | 33.25 | 0.20213 | 18.3 | 0.10106 | 9.61 | 0.020213 | 2 | 0.080852 | 7.77 | 0.040426 | 3.96 | 0.020213 | 2 | 0.0040426 | 0.4
7.5 | 41 | 0 | 0 | 1 | 40 | 1.8486 | 4.6296 | 1.38 | 4.0668 | 0.0010088 | 2.2 | 0 | 0 | 4455.1781 | 480 | 0.92428 | 2.3148 | 2.0334 | 0.0005044 | 0.46214 | 1.1574 | 1.0167 | 0.0002522 | 0.092428 | 0.23148 | 0.20334 | 5.044e-05 | 8:57 | 1.6224 | 80.26 | 0.81118 | 55.57 | 0.40559 | 33.34 | 0.081118 | 7.79 | 0.81118 | 55.57 | 0.40559 | 33.34 | 0.20279 | 18.36 | 0.040559 | 3.97 | 0.40559 | 33.34 | 0.20279 | 18.36 | 0.1014 | 9.64 | 0.020279 | 2.01 | 0.081118 | 7.79 | 0.040559 | 3.97 | 0.020279 | 2.01 | 0.0040559 | 0.4
7.5 | 41 | 0 | 0 | 1 | 40 | 1.8497 | 4.6296 | 1.38 | 4.0694 | 0.0010094 | 2.2 | 0 | 0 | 4457.6958 | 480 | 0.92487 | 2.3148 | 2.0347 | 0.00050472 | 0.46243 | 1.1574 | 1.0174 | 0.00025236 | 0.092487 | 0.23148 | 0.20347 | 5.0472e-05 | 8:58 | 1.6277 | 80.36 | 0.81383 | 55.68 | 0.40692 | 33.43 | 0.081383 | 7.82 | 0.81383 | 55.68 | 0.40692 | 33.43 | 0.20346 | 18.41 | 0.040692 | 3.99 | 0.40692 | 33.43 | 0.20346 | 18.41 | 0.10173 | 9.67 | 0.020346 | 2.01 | 0.081383 | 7.82 | 0.040692 | 3.99 | 0.020346 | 2.01 | 0.0040692 | 0.41
7.5 | 41 | 0 | 0 | 1 | 40 | 1.8509 | 4.6296 | 1.38 | 4.072 | 0.0010101 | 2.2 | 0 | 0 | 4460.202 | 480 | 0.92545 | 2.3148 | 2.036 | 0.00050503 | 0.46272 | 1.1574 | 1.018 | 0.00025252 | 0.092545 | 0.23148 | 0.2036 | 5.0503e-05 | 8:58 | 1.633 | 80.47 | 0.81649 | 55.8 | 0.40825 | 33.52 | 0.081649 | 7.84 | 0.81649 | 55.8 | 0.40825 | 33.52 | 0.20412 | 18.46 | 0.040825 | 4 | 0.40825 | 33.52 | 0.20412 | 18.46 | 0.10206 | 9.7 | 0.020412 | 2.02 | 0.081649 | 7.84 | 0.040825 | 4 | 0.020412 | 2.02 | 0.0040825 | 0.41
7.5 | 41 | 0 | 0 | 1 | 40 | 1.8521 | 4.6296 | 1.38 | 4.0745 | 0.0010107 | 2.2 | 0 | 0 | 4462.6967 | 480 | 0.92603 | 2.3148 | 2.0373 | 0.00050535 | 0.46301 | 1.1574 | 1.0186 | 0.00025267 | 0.092603 | 0.23148 | 0.20373 | 5.0535e-05 | 8:58 | 1.6383 | 80.57 | 0.81916 | 55.92 | 0.40958 | 33.61 | 0.081916 | 7.87 | 0.81916 | 55.92 | 0.40958 | 33.61 | 0.20479 | 18.52 | 0.040958 | 4.01 | 0.40958 | 33.61 | 0.20479 | 18.52 | 0.10239 | 9.73 | 0.020479 | 2.03 | 0.081916 | 7.87 | 0.040958 | 4.01 | 0.020479 | 2.03 | 0.0040958 | 0.41
7.5 | 41 | 0 | 0 | 1 | 40 | 1.8532 | 4.6296 | 1.38 | 4.0771 | 0.0010113 | 2.2 | 0 | 0 | 4465.1799 | 480 | 0.92661 | 2.3148 | 2.0385 | 0.00050566 | 0.4633 | 1.1574 | 1.0193 | 0.00025283 | 0.092661 | 0.23148 | 0.20385 | 5.0566e-05 | 8:58 | 1.6436 | 80.67 | 0.82182 | 56.04 | 0.41091 | 33.7 | 0.082182 | 7.89 | 0.82182 | 56.04 | 0.41091 | 33.7 | 0.20546 | 18.57 | 0.041091 | 4.03 | 0.41091 | 33.7 | 0.20546 | 18.57 | 0.10273 | 9.76 | 0.020546 | 2.03 | 0.082182 | 7.89 | 0.041091 | 4.03 | 0.020546 | 2.03 | 0.0041091 | 0.41
7.5 | 41 | 0 | 0 | 1 | 40 | 1.8544 | 4.6296 | 1.38 | 4.0796 | 0.001012 | 2.2 | 0 | 0 | 4467.6518 | 480 | 0.92718 | 2.3148 | 2.0398 | 0.00050598 | 0.46359 | 1.1574 | 1.0199 | 0.00025299 | 0.092718 | 0.23148 | 0.20398 | 5.0598e-05 | 8:58 | 1.649 | 80.78 | 0.82449 | 56.15 | 0.41224 | 33.78 | 0.082449 | 7.91 | 0.82449 | 56.15 | 0.41224 | 33.78 | 0.20612 | 18.63 | 0.041224 | 4.04 | 0.41224 | 33.78 | 0.20612 | 18.63 | 0.10306 | 9.79 | 0.020612 | 2.04 | 0.082449 | 7.91 | 0.041224 | 4.04 | 0.020612 | 2.04 | 0.0041224 | 0.41
7.5 | 41 | 0 | 0 | 1 | 40 | 1.8555 | 4.6296 | 1.38 | 4.0821 | 0.0010126 | 2.2 | 0 | 0 | 4470.1123 | 480 | 0.92775 | 2.3148 | 2.0411 | 0.00050629 | 0.46388 | 1.1574 | 1.0205 | 0.00025315 | 0.092775 | 0.23148 | 0.20411 | 5.0629e-05 | 8:58 | 1.6543 | 80.88 | 0.82715 | 56.27 | 0.41358 | 33.87 | 0.082715 | 7.94 | 0.82715 | 56.27 | 0.41358 | 33.87 | 0.20679 | 18.68 | 0.041358 | 4.05 | 0.41358 | 33.87 | 0.20679 | 18.68 | 0.10339 | 9.82 | 0.020679 | 2.05 | 0.082715 | 7.94 | 0.041358 | 4.05 | 0.020679 | 2.05 | 0.0041358 | 0.41
7.5 | 41 | 0 | 0 | 1 | 40 | 1.8566 | 4.6296 | 1.38 | 4.0846 | 0.0010132 | 2.2 | 0 | 0 | 4472.5616 | 480 | 0.92832 | 2.3148 | 2.0423 | 0.0005066 | 0.46416 | 1.1574 | 1.0212 | 0.0002533 | 0.092832 | 0.23148 | 0.20423 | 5.066e-05 | 8:58 | 1.6596 | 80.98 | 0.82982 | 56.39 | 0.41491 | 33.96 | 0.082982 | 7.96 | 0.82982 | 56.39 | 0.41491 | 33.96 | 0.20746 | 18.74 | 0.041491 | 4.06 | 0.41491 | 33.96 | 0.20746 | 18.74 | 0.10373 | 9.85 | 0.020746 | 2.05 | 0.082982 | 7.96 | 0.041491 | 4.06 | 0.020746 | 2.05 | 0.0041491 | 0.41
7.5 | 41 | 0 | 0 | 1 | 40 | 1.8578 | 4.6296 | 1.38 | 4.0871 | 0.0010138 | 2.2 | 0 | 0 | 4474.9996 | 480 | 0.92889 | 2.3148 | 2.0436 | 0.00050691 | 0.46444 | 1.1574 | 1.0218 | 0.00025346 | 0.092889 | 0.23148 | 0.20436 | 5.0691e-05 | 8:58 | 1.665 | 81.08 | 0.83249 | 56.5 | 0.41625 | 34.05 | 0.083249 | 7.99 | 0.83249 | 56.5 | 0.41625 | 34.05 | 0.20812 | 18.79 | 0.041625 | 4.08 | 0.41625 | 34.05 | 0.20812 | 18.79 | 0.10406 | 9.88 | 0.020812 | 2.06 | 0.083249 | 7.99 | 0.041625 | 4.08 | 0.020812 | 2.06 | 0.0041625 | 0.42
7.5 | 41 | 0 | 0 | 1 | 40 | 1.8589 | 4.6296 | 1.38 | 4.0896 | 0.0010144 | 2.2 | 0 | 0 | 4477.4264 | 480 | 0.92945 | 2.3148 | 2.0448 | 0.00050722 | 0.46473 | 1.1574 | 1.0224 | 0.00025361 | 0.092945 | 0.23148 | 0.20448 | 5.0722e-05 | 8:59 | 1.6703 | 81.18 | 0.83517 | 56.62 | 0.41758 | 34.14 | 0.083517 | 8.01 | 0.83517 | 56.62 | 0.41758 | 34.14 | 0.20879 | 18.84 | 0.041758 | 4.09 | 0.41758 | 34.14 | 0.20879 | 18.84 | 0.1044 | 9.91 | 0.020879 | 2.07 | 0.083517 | 8.01 | 0.041758 | 4.09 | 0.020879 | 2.07 | 0.0041758 | 0.42
7.5 | 41 | 0 | 0 | 1 | 40 | 1.86 | 4.6296 | 1.38 | 4.0921 | 0.001015 | 2.2 | 0 | 0 | 4479.8422 | 480 | 0.93001 | 2.3148 | 2.046 | 0.00050752 | 0.46501 | 1.1574 | 1.023 | 0.00025376 | 0.093001 | 0.23148 | 0.2046 | 5.0752e-05 | 8:59 | 1.6757 | 81.28 | 0.83784 | 56.74 | 0.41892 | 34.22 | 0.083784 | 8.04 | 0.83784 | 56.74 | 0.41892 | 34.22 | 0.20946 | 18.9 | 0.041892 | 4.1 | 0.41892 | 34.22 | 0.20946 | 18.9 | 0.10473 | 9.94 | 0.020946 | 2.07 | 0.083784 | 8.04 | 0.041892 | 4.1 | 0.020946 | 2.07 | 0.0041892 | 0.42
7.5 | 41 | 0 | 0 | 1 | 40 | 1.8611 | 4.6296 | 1.38 | 4.0945 | 0.0010157 | 2.2 | 0 | 0 | 4482.2468 | 480 | 0.93057 | 2.3148 | 2.0473 | 0.00050783 | 0.46529 | 1.1574 | 1.0236 | 0.00025391 | 0.093057 | 0.23148 | 0.20473 | 5.0783e-05 | 8:59 | 1.681 | 81.38 | 0.84051 | 56.85 | 0.42026 | 34.31 | 0.084051 | 8.06 | 0.84051 | 56.85 | 0.42026 | 34.31 | 0.21013 | 18.95 | 0.042026 | 4.12 | 0.42026 | 34.31 | 0.21013 | 18.95 | 0.10506 | 9.97 | 0.021013 | 2.08 | 0.084051 | 8.06 | 0.042026 | 4.12 | 0.021013 | 2.08 | 0.0042026 | 0.42
7.5 | 41 | 0 | 0 | 1 | 40 | 1.8623 | 4.6296 | 1.38 | 4.097 | 0.0010163 | 2.2 | 0 | 0 | 4484.6405 | 480 | 0.93113 | 2.3148 | 2.0485 | 0.00050813 | 0.46556 | 1.1574 | 1.0242 | 0.00025407 | 0.093113 | 0.23148 | 0.20485 | 5.0813e-05 | 8:59 | 1.6864 | 81.48 | 0.84319 | 56.97 | 0.4216 | 34.4 | 0.084319 | 8.09 | 0.84319 | 56.97 | 0.4216 | 34.4 | 0.2108 | 19.01 | 0.04216 | 4.13 | 0.4216 | 34.4 | 0.2108 | 19.01 | 0.1054 | 10 | 0.02108 | 2.09 | 0.084319 | 8.09 | 0.04216 | 4.13 | 0.02108 | 2.09 | 0.004216 | 0.42
7.5 | 41 | 0 | 0 | 1 | 40 | 1.8634 | 4.6296 | 1.38 | 4.0994 | 0.0010169 | 2.2 | 0 | 0 | 4487.0231 | 480 | 0.93168 | 2.3148 | 2.0497 | 0.00050844 | 0.46584 | 1.1574 | 1.0249 | 0.00025422 | 0.093168 | 0.23148 | 0.20497 | 5.0844e-05 | 8:59 | 1.6917 | 81.58 | 0.84587 | 57.08 | 0.42294 | 34.49 | 0.084587 | 8.11 | 0.84587 | 57.08 | 0.42294 | 34.49 | 0.21147 | 19.06 | 0.042294 | 4.14 | 0.42294 | 34.49 | 0.21147 | 19.06 | 0.10573 | 10.03 | 0.021147 | 2.09 | 0.084587 | 8.11 | 0.042294 | 4.14 | 0.021147 | 2.09 | 0.0042294 | 0.42
7.5 | 41 | 0 | 0 | 1 | 40 | 1.8645 | 4.6296 | 1.38 | 4.1018 | 0.0010175 | 2.2 | 0 | 0 | 4489.3949 | 480 | 0.93223 | 2.3148 | 2.0509 | 0.00050874 | 0.46612 | 1.1574 | 1.0255 | 0.00025437 | 0.093223 | 0.23148 | 0.20509 | 5.0874e-05 | 8:59 | 1.6971 | 81.68 | 0.84855 | 57.2 | 0.42428 | 34.58 | 0.084855 | 8.14 | 0.84855 | 57.2 | 0.42428 | 34.58 | 0.21214 | 19.11 | 0.042428 | 4.15 | 0.42428 | 34.58 | 0.21214 | 19.11 | 0.10607 | 10.06 | 0.021214 | 2.1 | 0.084855 | 8.14 | 0.042428 | 4.15 | 0.021214 | 2.1 | 0.0042428 | 0.42
7.5 | 41 | 0 | 0 | 1 | 40 | 1.8656 | 4.6296 | 1.38 | 4.1042 | 0.0010181 | 2.2 | 0 | 0 | 4491.7558 | 480 | 0.93278 | 2.3148 | 2.0521 | 0.00050904 | 0.46639 | 1.1574 | 1.0261 | 0.00025452 | 0.093278 | 0.23148 | 0.20521 | 5.0904e-05 | 8:59 | 1.7025 | 81.78 | 0.85123 | 57.31 | 0.42562 | 34.66 | 0.085123 | 8.16 | 0.85123 | 57.31 | 0.42562 | 34.66 | 0.21281 | 19.17 | 0.042562 | 4.17 | 0.42562 | 34.66 | 0.21281 | 19.17 | 0.1064 | 10.09 | 0.021281 | 2.11 | 0.085123 | 8.16 | 0.042562 | 4.17 | 0.021281 | 2.11 | 0.0042562 | 0.42
7.5 | 41 | 0 | 0 | 1 | 40 | 1.8667 | 4.6296 | 1.38 | 4.1066 | 0.0010187 | 2.2 | 0 | 0 | 4494.1058 | 480 | 0.93333 | 2.3148 | 2.0533 | 0.00050933 | 0.46666 | 1.1574 | 1.0267 | 0.00025467 | 0.093333 | 0.23148 | 0.20533 | 5.0933e-05 | 8:59 | 1.7078 | 81.87 | 0.85392 | 57.43 | 0.42696 | 34.75 | 0.085392 | 8.18 | 0.85392 | 57.43 | 0.42696 | 34.75 | 0.21348 | 19.22 | 0.042696 | 4.18 | 0.42696 | 34.75 | 0.21348 | 19.22 | 0.10674 | 10.12 | 0.021348 | 2.11 | 0.085392 | 8.18 | 0.042696 | 4.18 | 0.021348 | 2.11 | 0.0042696 | 0.43
7.5 | 41 | 0 | 0 | 1 | 40 | 1.8677 | 4.6296 | 1.38 | 4.109 | 0.0010193 | 2.2 | 0 | 0 | 4496.4451 | 480 | 0.93387 | 2.3148 | 2.0545 | 0.00050963 | 0.46694 | 1.1574 | 1.0273 | 0.00025482 | 0.093387 | 0.23148 | 0.20545 | 5.0963e-05 | 9:00 | 1.7132 | 81.97 | 0.8566 | 57.54 | 0.4283 | 34.84 | 0.08566 | 8.21 | 0.8566 | 57.54 | 0.4283 | 34.84 | 0.21415 | 19.28 | 0.04283 | 4.19 | 0.4283 | 34.84 | 0.21415 | 19.28 | 0.10708 | 10.15 | 0.021415 | 2.12 | 0.08566 | 8.21 | 0.04283 | 4.19 | 0.021415 | 2.12 | 0.004283 | 0.43
7.5 | 41 | 0 | 0 | 1 | 40 | 1.8688 | 4.6296 | 1.38 | 4.1114 | 0.0010199 | 2.2 | 0 | 0 | 4498.7737 | 480 | 0.93441 | 2.3148 | 2.0557 | 0.00050993 | 0.46721 | 1.1574 | 1.0279 | 0.00025496 | 0.093441 | 0.23148 | 0.20557 | 5.0993e-05 | 9:00 | 1.7186 | 82.07 | 0.85929 | 57.65 | 0.42964 | 34.93 | 0.085929 | 8.23 | 0.85929 | 57.65 | 0.42964 | 34.93 | 0.21482 | 19.33 | 0.042964 | 4.21 | 0.42964 | 34.93 | 0.21482 | 19.33 | 0.10741 | 10.18 | 0.021482 | 2.13 | 0.085929 | 8.23 | 0.042964 | 4.21 | 0.021482 | 2.13 | 0.0042964 | 0.43
7.5 | 41 | 0 | 0 | 1 | 40 | 1.8699 | 4.6296 | 1.38 | 4.1138 | 0.0010204 | 2.2 | 0 | 0 | 4501.0915 | 480 | 0.93495 | 2.3148 | 2.0569 | 0.00051022 | 0.46748 | 1.1574 | 1.0284 | 0.00025511 | 0.093495 | 0.23148 | 0.20569 | 5.1022e-05 | 9:00 | 1.7239 | 82.16 | 0.86197 | 57.77 | 0.43099 | 35.01 | 0.086197 | 8.26 | 0.86197 | 57.77 | 0.43099 | 35.01 | 0.21549 | 19.39 | 0.043099 | 4.22 | 0.43099 | 35.01 | 0.21549 | 19.39 | 0.10775 | 10.21 | 0.021549 | 2.13 | 0.086197 | 8.26 | 0.043099 | 4.22 | 0.021549 | 2.13 | 0.0043099 | 0.43
7.5 | 41 | 0 | 0 | 1 | 40 | 1.871 | 4.6296 | 1.38 | 4.1161 | 0.001021 | 2.2 | 0 | 0 | 4503.3988 | 480 | 0.93549 | 2.3148 | 2.0581 | 0.00051051 | 0.46774 | 1.1574 | 1.029 | 0.00025526 | 0.093549 | 0.23148 | 0.20581 | 5.1051e-05 | 9:00 | 1.7293 | 82.26 | 0.86466 | 57.88 | 0.43233 | 35.1 | 0.086466 | 8.28 | 0.86466 | 57.88 | 0.43233 | 35.1 | 0.21617 | 19.44 | 0.043233 | 4.23 | 0.43233 | 35.1 | 0.21617 | 19.44 | 0.10808 | 10.24 | 0.021617 | 2.14 | 0.086466 | 8.28 | 0.043233 | 4.23 | 0.021617 | 2.14 | 0.0043233 | 0.43