## Computations
| Size of Room | Volume | 189
|  | Length (m) | 7
|  | Width (m) | 9 |  |  | Probabilities of Infection (%) |  | Infected |  |  |  |  | Reproduction Number |  | Infected
|  | Height (m) | 3 |  |  |  |  | No Mask / Cloth Mask | Surgical Mask | KN95 Mask | N95 Mask |  |  |  | No Mask / Cloth Mask | Surgical Mask | KN95 Mask | N95 Mask
| No. of occupants | 30 | 38000 | 68400.342 |  | Susceptible | No Mask / Cloth Mask | 12.86 | 6.65 | 3.38 | 0.69 |  | Susceptible | No Mask / Cloth Mask | 3.7294 | 1.9285 | 0.9802 | 0.2001
| Time Start | 8:00 |  |  |  |  | Surgical Mask | 6.65 | 3.38 | 1.71 | 0.34 |  |  | Surgical Mask | 1.9285 | 0.9802 | 0.4959 | 0.0986
| Additional Ventilation | 2.2 | Open Windows | Urban |  |  | KN95 Mask | 3.38 | 1.71 | 0.86 | 0.17 |  |  | KN95 Mask | 0.9802 | 0.4959 | 0.2494 | 0.0493
| Outdoor CO2 | 480 |  |  |  |  | N95 Mask | 0.69 | 0.34 | 0.17 | 0.03 |  |  | N95 Mask | 0.2001 | 0.0986 | 0.0493 | 0.0087
| Rate of activity | 1 | 1.38 | 2831774.1588
| Initial CO2 | 480 |  |  |  | Air Purifier
| Duration of stay (hr) | 4 |  |  |  | Specified CADR (m^3/hr) |  | 500 | Kindly check the specifications of the device
| ACH | 20.9627 |  |  |  | Number of Air Purifier |  | 0
| Additional air purifier eACH | 0
| Mask | KN95 Mask
Fans
| Flow velocity (m/s) | 3 | 0.98504 |  |  | CO2 Level |  | 872.3425 | Well-ventilated |  |  |  | Assumption:
| Fan Diameter (in) | 18 |  |  |  | Average Attack Daily Rate (%) |  | 0.86 | Low Risk |  |  |  | Rate of activity
| No. of fans: | 2 | 0.32835 |  |  | Reproduction Number |  | 0.2494 |  |  |  |  | 0 - breathing - 0.65 m3/hr
1 - speaking - 1.38 m3/hr
| Infected | Breathing | 0 | [9 empty] | CO2 concentration of exhalation - 38000 ppm
|  | Speaking | 1 | [9 empty] | 706.22
|  | Coughing | 0 | [9 empty] | 392.3425
[29 empty] | No Mask | [7 empty] | Surgical Mask | [7 empty] | KN95 Mask | [7 empty] | N95 Mask
[16 empty] | Surgical Mask |  |  |  | KN95 Mask |  |  |  | N95 Mask |  |  |  |  | No Mask |  | Surgical Mask |  | KN95 Mask |  | N95 Mask |  | No Mask |  | Surgical Mask |  | KN95 Mask |  | N95 Mask |  | No Mask |  | Surgical Mask |  | KN95 Mask |  | N95 Mask |  | No Mask |  | Surgical Mask |  | KN95 Mask |  | N95 Mask
Duration (s) | No. of Occupants | Index Case |  |  | Susceptible Case | quanta Concentration | E/V | Breathing Flow Rate (m^3/hr) | Loss due to dilution | Loss due to breathing | ACH |  |  | Indoor CO2 Concentration | Outdoor CO2 Concentration | quanta Concentration | E/V | Loss due to dilution | Loss due to breathing | quanta Concentration | E/V | Loss due to dilution | Loss due to breathing | quanta Concentration | E/V | Loss due to dilution | Loss due to breathing | Time | Accumulated Dose | Probability of Infection | Accumulated Dose | Probability of Infection | Accumulated Dose | Probability of Infection | Accumulated Dose | Probability of Infection | Accumulated Dose | Probability of Infection | Accumulated Dose | Probability of Infection | Accumulated Dose | Probability of Infection | Accumulated Dose | Probability of Infection | Accumulated Dose | Probability of Infection | Accumulated Dose | Probability of Infection | Accumulated Dose | Probability of Infection | Accumulated Dose | Probability of Infection | Accumulated Dose | Probability of Infection | Accumulated Dose | Probability of Infection | Accumulated Dose | Probability of Infection | Accumulated Dose | Probability of Infection
|  | Breathing | Speaking | Coughing | [6 empty] | Ventilation | Filtration | Deactivation
30 | 30 | 0 | 1 | 0 | 29 | 0 | 0.5291 | 1.38 | 0 | 0 | 20.9627 | 0 | 0 | 480 | 480 | 0 | 0.26455 | 0 | 0 | 0 | 0.13228 | 0 | 0 | 0 | 0.026455 | 0 | 0 | 8:00 | 0 | 0 | 0 | 0 | 0 | 0 | 0 | 0 | 0 | 0 | 0 | 0 | 0 | 0 | 0 | 0 | 0 | 0 | 0 | 0 | 0 | 0 | 0 | 0 | 0 | 0 | 0 | 0 | 0 | 0 | 0 | 0
30 | 30 | 0 | 1 | 0 | 29 | 0.0044092 | 0.5291 | 1.38 | 0.092428 | 8.0485e-06 | 20.9627 | 0 | 0 | 549.3651 | 480 | 0.0022046 | 0.26455 | 0.046214 | 4.0242e-06 | 0.0011023 | 0.13228 | 0.023107 | 2.0121e-06 | 0.00022046 | 0.026455 | 0.0046214 | 4.0242e-07 | 8:00 | 5.0705e-05 | 0.01 | 2.5353e-05 | 0 | 1.2676e-05 | 0 | 2.5353e-06 | 0 | 2.5353e-05 | 0 | 1.2676e-05 | 0 | 6.3382e-06 | 0 | 1.2676e-06 | 0 | 1.2676e-05 | 0 | 6.3382e-06 | 0 | 3.1691e-06 | 0 | 6.3382e-07 | 0 | 2.5353e-06 | 0 | 1.2676e-06 | 0 | 6.3382e-07 | 0 | 1.2676e-07 | 0
30 | 30 | 0 | 1 | 0 | 29 | 0.008048 | 0.5291 | 1.38 | 0.16871 | 1.4691e-05 | 20.9627 | 0 | 0 | 606.6129 | 480 | 0.004024 | 0.26455 | 0.084354 | 7.3454e-06 | 0.002012 | 0.13228 | 0.042177 | 3.6727e-06 | 0.0004024 | 0.026455 | 0.0084354 | 7.3454e-07 | 8:01 | 0.00014326 | 0.01 | 7.1629e-05 | 0.01 | 3.5814e-05 | 0 | 7.1629e-06 | 0 | 7.1629e-05 | 0.01 | 3.5814e-05 | 0 | 1.7907e-05 | 0 | 3.5814e-06 | 0 | 3.5814e-05 | 0 | 1.7907e-05 | 0 | 8.9536e-06 | 0 | 1.7907e-06 | 0 | 7.1629e-06 | 0 | 3.5814e-06 | 0 | 1.7907e-06 | 0 | 3.5814e-07 | 0
30 | 30 | 0 | 1 | 0 | 29 | 0.011051 | 0.5291 | 1.38 | 0.23166 | 2.0173e-05 | 20.9627 | 0 | 0 | 653.8601 | 480 | 0.0055256 | 0.26455 | 0.11583 | 1.0086e-05 | 0.0027628 | 0.13228 | 0.057916 | 5.0432e-06 | 0.00055256 | 0.026455 | 0.011583 | 1.0086e-06 | 8:01 | 0.00027035 | 0.03 | 0.00013517 | 0.01 | 6.7587e-05 | 0.01 | 1.3517e-05 | 0 | 0.00013517 | 0.01 | 6.7587e-05 | 0.01 | 3.3793e-05 | 0 | 6.7587e-06 | 0 | 6.7587e-05 | 0.01 | 3.3793e-05 | 0 | 1.6897e-05 | 0 | 3.3793e-06 | 0 | 1.3517e-05 | 0 | 6.7587e-06 | 0 | 3.3793e-06 | 0 | 6.7587e-07 | 0
30 | 30 | 0 | 1 | 0 | 29 | 0.01353 | 0.5291 | 1.38 | 0.28362 | 2.4697e-05 | 20.9627 | 0 | 0 | 692.8538 | 480 | 0.0067648 | 0.26455 | 0.14181 | 1.2349e-05 | 0.0033824 | 0.13228 | 0.070904 | 6.1743e-06 | 0.00067648 | 0.026455 | 0.014181 | 1.2349e-06 | 8:02 | 0.00042594 | 0.04 | 0.00021297 | 0.02 | 0.00010648 | 0.01 | 2.1297e-05 | 0 | 0.00021297 | 0.02 | 0.00010648 | 0.01 | 5.3242e-05 | 0.01 | 1.0648e-05 | 0 | 0.00010648 | 0.01 | 5.3242e-05 | 0.01 | 2.6621e-05 | 0 | 5.3242e-06 | 0 | 2.1297e-05 | 0 | 1.0648e-05 | 0 | 5.3242e-06 | 0 | 1.0648e-06 | 0
30 | 30 | 0 | 1 | 0 | 29 | 0.015575 | 0.5291 | 1.38 | 0.3265 | 2.8431e-05 | 20.9627 | 0 | 0 | 725.0357 | 480 | 0.0077876 | 0.26455 | 0.16325 | 1.4215e-05 | 0.0038938 | 0.13228 | 0.081624 | 7.1077e-06 | 0.00077876 | 0.026455 | 0.016325 | 1.4215e-06 | 8:02 | 0.00060505 | 0.06 | 0.00030253 | 0.03 | 0.00015126 | 0.02 | 3.0253e-05 | 0 | 0.00030253 | 0.03 | 0.00015126 | 0.02 | 7.5632e-05 | 0.01 | 1.5126e-05 | 0 | 0.00015126 | 0.02 | 7.5632e-05 | 0.01 | 3.7816e-05 | 0 | 7.5632e-06 | 0 | 3.0253e-05 | 0 | 1.5126e-05 | 0 | 7.5632e-06 | 0 | 1.5126e-06 | 0
30 | 30 | 0 | 1 | 0 | 29 | 0.017263 | 0.5291 | 1.38 | 0.36188 | 3.1512e-05 | 20.9627 | 0 | 0 | 751.5958 | 480 | 0.0086316 | 0.26455 | 0.18094 | 1.5756e-05 | 0.0043158 | 0.13228 | 0.090471 | 7.8781e-06 | 0.00086316 | 0.026455 | 0.018094 | 1.5756e-06 | 8:03 | 0.00080358 | 0.08 | 0.00040179 | 0.04 | 0.00020089 | 0.02 | 4.0179e-05 | 0 | 0.00040179 | 0.04 | 0.00020089 | 0.02 | 0.00010045 | 0.01 | 2.0089e-05 | 0 | 0.00020089 | 0.02 | 0.00010045 | 0.01 | 5.0224e-05 | 0.01 | 1.0045e-05 | 0 | 4.0179e-05 | 0 | 2.0089e-05 | 0 | 1.0045e-05 | 0 | 2.0089e-06 | 0
30 | 30 | 0 | 1 | 0 | 29 | 0.018656 | 0.5291 | 1.38 | 0.39109 | 3.4055e-05 | 20.9627 | 0 | 0 | 773.5161 | 480 | 0.0093282 | 0.26455 | 0.19554 | 1.7028e-05 | 0.0046641 | 0.13228 | 0.097772 | 8.5139e-06 | 0.00093282 | 0.026455 | 0.019554 | 1.7028e-06 | 8:03 | 0.0010181 | 0.1 | 0.00050906 | 0.05 | 0.00025453 | 0.03 | 5.0906e-05 | 0.01 | 0.00050906 | 0.05 | 0.00025453 | 0.03 | 0.00012727 | 0.01 | 2.5453e-05 | 0 | 0.00025453 | 0.03 | 0.00012727 | 0.01 | 6.3633e-05 | 0.01 | 1.2727e-05 | 0 | 5.0906e-05 | 0.01 | 2.5453e-05 | 0 | 1.2727e-05 | 0 | 2.5453e-06 | 0
30 | 30 | 0 | 1 | 0 | 29 | 0.019806 | 0.5291 | 1.38 | 0.41519 | 3.6154e-05 | 20.9627 | 0 | 0 | 791.6072 | 480 | 0.0099031 | 0.26455 | 0.2076 | 1.8077e-05 | 0.0049516 | 0.13228 | 0.1038 | 9.0386e-06 | 0.00099031 | 0.026455 | 0.02076 | 1.8077e-06 | 8:04 | 0.0012459 | 0.12 | 0.00062295 | 0.06 | 0.00031148 | 0.03 | 6.2295e-05 | 0.01 | 0.00062295 | 0.06 | 0.00031148 | 0.03 | 0.00015574 | 0.02 | 3.1148e-05 | 0 | 0.00031148 | 0.03 | 0.00015574 | 0.02 | 7.7869e-05 | 0.01 | 1.5574e-05 | 0 | 6.2295e-05 | 0.01 | 3.1148e-05 | 0 | 1.5574e-05 | 0 | 3.1148e-06 | 0
30 | 30 | 0 | 1 | 0 | 29 | 0.020755 | 0.5291 | 1.38 | 0.43508 | 3.7887e-05 | 20.9627 | 0 | 0 | 806.538 | 480 | 0.010378 | 0.26455 | 0.21754 | 1.8943e-05 | 0.0051888 | 0.13228 | 0.10877 | 9.4716e-06 | 0.0010378 | 0.026455 | 0.021754 | 1.8943e-06 | 8:04 | 0.0014846 | 0.15 | 0.00074229 | 0.07 | 0.00037115 | 0.04 | 7.4229e-05 | 0.01 | 0.00074229 | 0.07 | 0.00037115 | 0.04 | 0.00018557 | 0.02 | 3.7115e-05 | 0 | 0.00037115 | 0.04 | 0.00018557 | 0.02 | 9.2787e-05 | 0.01 | 1.8557e-05 | 0 | 7.4229e-05 | 0.01 | 3.7115e-05 | 0 | 1.8557e-05 | 0 | 3.7115e-06 | 0
30 | 30 | 0 | 1 | 0 | 29 | 0.021538 | 0.5291 | 1.38 | 0.4515 | 3.9316e-05 | 20.9627 | 0 | 0 | 818.8606 | 480 | 0.010769 | 0.26455 | 0.22575 | 1.9658e-05 | 0.0053846 | 0.13228 | 0.11288 | 9.829e-06 | 0.0010769 | 0.026455 | 0.022575 | 1.9658e-06 | 8:05 | 0.0017323 | 0.17 | 0.00086614 | 0.09 | 0.00043307 | 0.04 | 8.6614e-05 | 0.01 | 0.00086614 | 0.09 | 0.00043307 | 0.04 | 0.00021653 | 0.02 | 4.3307e-05 | 0 | 0.00043307 | 0.04 | 0.00021653 | 0.02 | 0.00010827 | 0.01 | 2.1653e-05 | 0 | 8.6614e-05 | 0.01 | 4.3307e-05 | 0 | 2.1653e-05 | 0 | 4.3307e-06 | 0
30 | 30 | 0 | 1 | 0 | 29 | 0.022185 | 0.5291 | 1.38 | 0.46505 | 4.0496e-05 | 20.9627 | 0 | 0 | 829.0305 | 480 | 0.011092 | 0.26455 | 0.23253 | 2.0248e-05 | 0.0055462 | 0.13228 | 0.11626 | 1.0124e-05 | 0.0011092 | 0.026455 | 0.023253 | 2.0248e-06 | 8:05 | 0.0019874 | 0.2 | 0.0009937 | 0.1 | 0.00049685 | 0.05 | 9.937e-05 | 0.01 | 0.0009937 | 0.1 | 0.00049685 | 0.05 | 0.00024843 | 0.02 | 4.9685e-05 | 0 | 0.00049685 | 0.05 | 0.00024843 | 0.02 | 0.00012421 | 0.01 | 2.4843e-05 | 0 | 9.937e-05 | 0.01 | 4.9685e-05 | 0 | 2.4843e-05 | 0 | 4.9685e-06 | 0
30 | 30 | 0 | 1 | 0 | 29 | 0.022718 | 0.5291 | 1.38 | 0.47623 | 4.147e-05 | 20.9627 | 0 | 0 | 837.4239 | 480 | 0.011359 | 0.26455 | 0.23812 | 2.0735e-05 | 0.0056795 | 0.13228 | 0.11906 | 1.0367e-05 | 0.0011359 | 0.026455 | 0.023812 | 2.0735e-06 | 8:06 | 0.0022487 | 0.22 | 0.0011243 | 0.11 | 0.00056217 | 0.06 | 0.00011243 | 0.01 | 0.0011243 | 0.11 | 0.00056217 | 0.06 | 0.00028108 | 0.03 | 5.6217e-05 | 0.01 | 0.00056217 | 0.06 | 0.00028108 | 0.03 | 0.00014054 | 0.01 | 2.8108e-05 | 0 | 0.00011243 | 0.01 | 5.6217e-05 | 0.01 | 2.8108e-05 | 0 | 5.6217e-06 | 0
30 | 30 | 0 | 1 | 0 | 29 | 0.023158 | 0.5291 | 1.38 | 0.48546 | 4.2273e-05 | 20.9627 | 0 | 0 | 844.351 | 480 | 0.011579 | 0.26455 | 0.24273 | 2.1137e-05 | 0.0057896 | 0.13228 | 0.12137 | 1.0568e-05 | 0.0011579 | 0.026455 | 0.024273 | 2.1137e-06 | 8:06 | 0.002515 | 0.25 | 0.0012575 | 0.13 | 0.00062875 | 0.06 | 0.00012575 | 0.01 | 0.0012575 | 0.13 | 0.00062875 | 0.06 | 0.00031437 | 0.03 | 6.2875e-05 | 0.01 | 0.00062875 | 0.06 | 0.00031437 | 0.03 | 0.00015719 | 0.02 | 3.1437e-05 | 0 | 0.00012575 | 0.01 | 6.2875e-05 | 0.01 | 3.1437e-05 | 0 | 6.2875e-06 | 0
30 | 30 | 0 | 1 | 0 | 29 | 0.023522 | 0.5291 | 1.38 | 0.49308 | 4.2936e-05 | 20.9627 | 0 | 0 | 850.0681 | 480 | 0.011761 | 0.26455 | 0.24654 | 2.1468e-05 | 0.0058804 | 0.13228 | 0.12327 | 1.0734e-05 | 0.0011761 | 0.026455 | 0.024654 | 2.1468e-06 | 8:07 | 0.0027855 | 0.28 | 0.0013927 | 0.14 | 0.00069637 | 0.07 | 0.00013927 | 0.01 | 0.0013927 | 0.14 | 0.00069637 | 0.07 | 0.00034819 | 0.03 | 6.9637e-05 | 0.01 | 0.00069637 | 0.07 | 0.00034819 | 0.03 | 0.00017409 | 0.02 | 3.4819e-05 | 0 | 0.00013927 | 0.01 | 6.9637e-05 | 0.01 | 3.4819e-05 | 0 | 6.9637e-06 | 0
30 | 30 | 0 | 1 | 0 | 29 | 0.023822 | 0.5291 | 1.38 | 0.49936 | 4.3484e-05 | 20.9627 | 0 | 0 | 854.7864 | 480 | 0.011911 | 0.26455 | 0.24968 | 2.1742e-05 | 0.0059554 | 0.13228 | 0.12484 | 1.0871e-05 | 0.0011911 | 0.026455 | 0.024968 | 2.1742e-06 | 8:07 | 0.0030594 | 0.31 | 0.0015297 | 0.15 | 0.00076486 | 0.08 | 0.00015297 | 0.02 | 0.0015297 | 0.15 | 0.00076486 | 0.08 | 0.00038243 | 0.04 | 7.6486e-05 | 0.01 | 0.00076486 | 0.08 | 0.00038243 | 0.04 | 0.00019121 | 0.02 | 3.8243e-05 | 0 | 0.00015297 | 0.02 | 7.6486e-05 | 0.01 | 3.8243e-05 | 0 | 7.6486e-06 | 0
30 | 30 | 0 | 1 | 0 | 29 | 0.024069 | 0.5291 | 1.38 | 0.50455 | 4.3935e-05 | 20.9627 | 0 | 0 | 858.6805 | 480 | 0.012034 | 0.26455 | 0.25227 | 2.1968e-05 | 0.0060172 | 0.13228 | 0.12614 | 1.0984e-05 | 0.0012034 | 0.026455 | 0.025227 | 2.1968e-06 | 8:08 | 0.0033362 | 0.33 | 0.0016681 | 0.17 | 0.00083406 | 0.08 | 0.00016681 | 0.02 | 0.0016681 | 0.17 | 0.00083406 | 0.08 | 0.00041703 | 0.04 | 8.3406e-05 | 0.01 | 0.00083406 | 0.08 | 0.00041703 | 0.04 | 0.00020851 | 0.02 | 4.1703e-05 | 0 | 0.00016681 | 0.02 | 8.3406e-05 | 0.01 | 4.1703e-05 | 0 | 8.3406e-06 | 0
30 | 30 | 0 | 1 | 0 | 29 | 0.024273 | 0.5291 | 1.38 | 0.50883 | 4.4308e-05 | 20.9627 | 0 | 0 | 861.8943 | 480 | 0.012137 | 0.26455 | 0.25442 | 2.2154e-05 | 0.0060683 | 0.13228 | 0.12721 | 1.1077e-05 | 0.0012137 | 0.026455 | 0.025442 | 2.2154e-06 | 8:08 | 0.0036154 | 0.36 | 0.0018077 | 0.18 | 0.00090384 | 0.09 | 0.00018077 | 0.02 | 0.0018077 | 0.18 | 0.00090384 | 0.09 | 0.00045192 | 0.05 | 9.0384e-05 | 0.01 | 0.00090384 | 0.09 | 0.00045192 | 0.05 | 0.00022596 | 0.02 | 4.5192e-05 | 0 | 0.00018077 | 0.02 | 9.0384e-05 | 0.01 | 4.5192e-05 | 0 | 9.0384e-06 | 0
30 | 30 | 0 | 1 | 0 | 29 | 0.024442 | 0.5291 | 1.38 | 0.51236 | 4.4616e-05 | 20.9627 | 0 | 0 | 864.5468 | 480 | 0.012221 | 0.26455 | 0.25618 | 2.2308e-05 | 0.0061104 | 0.13228 | 0.12809 | 1.1154e-05 | 0.0012221 | 0.026455 | 0.025618 | 2.2308e-06 | 8:09 | 0.0038964 | 0.39 | 0.0019482 | 0.19 | 0.00097411 | 0.1 | 0.00019482 | 0.02 | 0.0019482 | 0.19 | 0.00097411 | 0.1 | 0.00048706 | 0.05 | 9.7411e-05 | 0.01 | 0.00097411 | 0.1 | 0.00048706 | 0.05 | 0.00024353 | 0.02 | 4.8706e-05 | 0 | 0.00019482 | 0.02 | 9.7411e-05 | 0.01 | 4.8706e-05 | 0 | 9.7411e-06 | 0
30 | 30 | 0 | 1 | 0 | 29 | 0.024581 | 0.5291 | 1.38 | 0.51528 | 4.487e-05 | 20.9627 | 0 | 0 | 866.7358 | 480 | 0.01229 | 0.26455 | 0.25764 | 2.2435e-05 | 0.0061452 | 0.13228 | 0.12882 | 1.1217e-05 | 0.001229 | 0.026455 | 0.025764 | 2.2435e-06 | 8:09 | 0.0041791 | 0.42 | 0.0020896 | 0.21 | 0.0010448 | 0.1 | 0.00020896 | 0.02 | 0.0020896 | 0.21 | 0.0010448 | 0.1 | 0.00052239 | 0.05 | 0.00010448 | 0.01 | 0.0010448 | 0.1 | 0.00052239 | 0.05 | 0.0002612 | 0.03 | 5.2239e-05 | 0.01 | 0.00020896 | 0.02 | 0.00010448 | 0.01 | 5.2239e-05 | 0.01 | 1.0448e-05 | 0
30 | 30 | 0 | 1 | 0 | 29 | 0.024696 | 0.5291 | 1.38 | 0.51769 | 4.5079e-05 | 20.9627 | 0 | 0 | 868.5425 | 480 | 0.012348 | 0.26455 | 0.25884 | 2.254e-05 | 0.0061739 | 0.13228 | 0.12942 | 1.127e-05 | 0.0012348 | 0.026455 | 0.025884 | 2.254e-06 | 8:10 | 0.0044631 | 0.45 | 0.0022316 | 0.22 | 0.0011158 | 0.11 | 0.00022316 | 0.02 | 0.0022316 | 0.22 | 0.0011158 | 0.11 | 0.00055789 | 0.06 | 0.00011158 | 0.01 | 0.0011158 | 0.11 | 0.00055789 | 0.06 | 0.00027895 | 0.03 | 5.5789e-05 | 0.01 | 0.00022316 | 0.02 | 0.00011158 | 0.01 | 5.5789e-05 | 0.01 | 1.1158e-05 | 0
30 | 30 | 0 | 1 | 0 | 29 | 0.02479 | 0.5291 | 1.38 | 0.51967 | 4.5252e-05 | 20.9627 | 0 | 0 | 870.0336 | 480 | 0.012395 | 0.26455 | 0.25984 | 2.2626e-05 | 0.0061976 | 0.13228 | 0.12992 | 1.1313e-05 | 0.0012395 | 0.026455 | 0.025984 | 2.2626e-06 | 8:10 | 0.0047482 | 0.47 | 0.0023741 | 0.24 | 0.0011871 | 0.12 | 0.00023741 | 0.02 | 0.0023741 | 0.24 | 0.0011871 | 0.12 | 0.00059353 | 0.06 | 0.00011871 | 0.01 | 0.0011871 | 0.12 | 0.00059353 | 0.06 | 0.00029676 | 0.03 | 5.9353e-05 | 0.01 | 0.00023741 | 0.02 | 0.00011871 | 0.01 | 5.9353e-05 | 0.01 | 1.1871e-05 | 0
30 | 30 | 0 | 1 | 0 | 29 | 0.024869 | 0.5291 | 1.38 | 0.52131 | 4.5395e-05 | 20.9627 | 0 | 0 | 871.2642 | 480 | 0.012434 | 0.26455 | 0.26066 | 2.2698e-05 | 0.0062171 | 0.13228 | 0.13033 | 1.1349e-05 | 0.0012434 | 0.026455 | 0.026066 | 2.2698e-06 | 8:11 | 0.0050342 | 0.5 | 0.0025171 | 0.25 | 0.0012586 | 0.13 | 0.00025171 | 0.03 | 0.0025171 | 0.25 | 0.0012586 | 0.13 | 0.00062928 | 0.06 | 0.00012586 | 0.01 | 0.0012586 | 0.13 | 0.00062928 | 0.06 | 0.00031464 | 0.03 | 6.2928e-05 | 0.01 | 0.00025171 | 0.03 | 0.00012586 | 0.01 | 6.2928e-05 | 0.01 | 1.2586e-05 | 0
30 | 30 | 0 | 1 | 0 | 29 | 0.024933 | 0.5291 | 1.38 | 0.52266 | 4.5513e-05 | 20.9627 | 0 | 0 | 872.2798 | 480 | 0.012467 | 0.26455 | 0.26133 | 2.2756e-05 | 0.0062333 | 0.13228 | 0.13067 | 1.1378e-05 | 0.0012467 | 0.026455 | 0.026133 | 2.2756e-06 | 8:11 | 0.0053209 | 0.53 | 0.0026605 | 0.27 | 0.0013302 | 0.13 | 0.00026605 | 0.03 | 0.0026605 | 0.27 | 0.0013302 | 0.13 | 0.00066512 | 0.07 | 0.00013302 | 0.01 | 0.0013302 | 0.13 | 0.00066512 | 0.07 | 0.00033256 | 0.03 | 6.6512e-05 | 0.01 | 0.00026605 | 0.03 | 0.00013302 | 0.01 | 6.6512e-05 | 0.01 | 1.3302e-05 | 0
30 | 30 | 0 | 1 | 0 | 29 | 0.024986 | 0.5291 | 1.38 | 0.52378 | 4.561e-05 | 20.9627 | 0 | 0 | 873.118 | 480 | 0.012493 | 0.26455 | 0.26189 | 2.2805e-05 | 0.0062466 | 0.13228 | 0.13095 | 1.1403e-05 | 0.0012493 | 0.026455 | 0.026189 | 2.2805e-06 | 8:12 | 0.0056083 | 0.56 | 0.0028041 | 0.28 | 0.0014021 | 0.14 | 0.00028041 | 0.03 | 0.0028041 | 0.28 | 0.0014021 | 0.14 | 0.00070103 | 0.07 | 0.00014021 | 0.01 | 0.0014021 | 0.14 | 0.00070103 | 0.07 | 0.00035052 | 0.04 | 7.0103e-05 | 0.01 | 0.00028041 | 0.03 | 0.00014021 | 0.01 | 7.0103e-05 | 0.01 | 1.4021e-05 | 0
30 | 30 | 0 | 1 | 0 | 29 | 0.02503 | 0.5291 | 1.38 | 0.5247 | 4.569e-05 | 20.9627 | 0 | 0 | 873.8098 | 480 | 0.012515 | 0.26455 | 0.26235 | 2.2845e-05 | 0.0062576 | 0.13228 | 0.13118 | 1.1423e-05 | 0.0012515 | 0.026455 | 0.026235 | 2.2845e-06 | 8:12 | 0.0058961 | 0.59 | 0.0029481 | 0.29 | 0.001474 | 0.15 | 0.00029481 | 0.03 | 0.0029481 | 0.29 | 0.001474 | 0.15 | 0.00073702 | 0.07 | 0.0001474 | 0.01 | 0.001474 | 0.15 | 0.00073702 | 0.07 | 0.00036851 | 0.04 | 7.3702e-05 | 0.01 | 0.00029481 | 0.03 | 0.0001474 | 0.01 | 7.3702e-05 | 0.01 | 1.474e-05 | 0
30 | 30 | 0 | 1 | 0 | 29 | 0.025067 | 0.5291 | 1.38 | 0.52546 | 4.5756e-05 | 20.9627 | 0 | 0 | 874.3807 | 480 | 0.012533 | 0.26455 | 0.26273 | 2.2878e-05 | 0.0062666 | 0.13228 | 0.13137 | 1.1439e-05 | 0.0012533 | 0.026455 | 0.026273 | 2.2878e-06 | 8:13 | 0.0061844 | 0.62 | 0.0030922 | 0.31 | 0.0015461 | 0.15 | 0.00030922 | 0.03 | 0.0030922 | 0.31 | 0.0015461 | 0.15 | 0.00077305 | 0.08 | 0.00015461 | 0.02 | 0.0015461 | 0.15 | 0.00077305 | 0.08 | 0.00038652 | 0.04 | 7.7305e-05 | 0.01 | 0.00030922 | 0.03 | 0.00015461 | 0.02 | 7.7305e-05 | 0.01 | 1.5461e-05 | 0
30 | 30 | 0 | 1 | 0 | 29 | 0.025097 | 0.5291 | 1.38 | 0.52609 | 4.5811e-05 | 20.9627 | 0 | 0 | 874.8519 | 480 | 0.012548 | 0.26455 | 0.26304 | 2.2906e-05 | 0.0062741 | 0.13228 | 0.13152 | 1.1453e-05 | 0.0012548 | 0.026455 | 0.026304 | 2.2906e-06 | 8:13 | 0.006473 | 0.65 | 0.0032365 | 0.32 | 0.0016182 | 0.16 | 0.00032365 | 0.03 | 0.0032365 | 0.32 | 0.0016182 | 0.16 | 0.00080912 | 0.08 | 0.00016182 | 0.02 | 0.0016182 | 0.16 | 0.00080912 | 0.08 | 0.00040456 | 0.04 | 8.0912e-05 | 0.01 | 0.00032365 | 0.03 | 0.00016182 | 0.02 | 8.0912e-05 | 0.01 | 1.6182e-05 | 0
30 | 30 | 0 | 1 | 0 | 29 | 0.025121 | 0.5291 | 1.38 | 0.52661 | 4.5856e-05 | 20.9627 | 0 | 0 | 875.2408 | 480 | 0.012561 | 0.26455 | 0.2633 | 2.2928e-05 | 0.0062803 | 0.13228 | 0.13165 | 1.1464e-05 | 0.0012561 | 0.026455 | 0.02633 | 2.2928e-06 | 8:14 | 0.0067619 | 0.67 | 0.0033809 | 0.34 | 0.0016905 | 0.17 | 0.00033809 | 0.03 | 0.0033809 | 0.34 | 0.0016905 | 0.17 | 0.00084524 | 0.08 | 0.00016905 | 0.02 | 0.0016905 | 0.17 | 0.00084524 | 0.08 | 0.00042262 | 0.04 | 8.4524e-05 | 0.01 | 0.00033809 | 0.03 | 0.00016905 | 0.02 | 8.4524e-05 | 0.01 | 1.6905e-05 | 0
30 | 30 | 0 | 1 | 0 | 29 | 0.025142 | 0.5291 | 1.38 | 0.52704 | 4.5893e-05 | 20.9627 | 0 | 0 | 875.5617 | 480 | 0.012571 | 0.26455 | 0.26352 | 2.2947e-05 | 0.0062854 | 0.13228 | 0.13176 | 1.1473e-05 | 0.0012571 | 0.026455 | 0.026352 | 2.2947e-06 | 8:14 | 0.007051 | 0.7 | 0.0035255 | 0.35 | 0.0017628 | 0.18 | 0.00035255 | 0.04 | 0.0035255 | 0.35 | 0.0017628 | 0.18 | 0.00088138 | 0.09 | 0.00017628 | 0.02 | 0.0017628 | 0.18 | 0.00088138 | 0.09 | 0.00044069 | 0.04 | 8.8138e-05 | 0.01 | 0.00035255 | 0.04 | 0.00017628 | 0.02 | 8.8138e-05 | 0.01 | 1.7628e-05 | 0
30 | 30 | 0 | 1 | 0 | 29 | 0.025158 | 0.5291 | 1.38 | 0.52739 | 4.5924e-05 | 20.9627 | 0 | 0 | 875.8266 | 480 | 0.012579 | 0.26455 | 0.26369 | 2.2962e-05 | 0.0062896 | 0.13228 | 0.13185 | 1.1481e-05 | 0.0012579 | 0.026455 | 0.026369 | 2.2962e-06 | 8:15 | 0.0073403 | 0.73 | 0.0036702 | 0.37 | 0.0018351 | 0.18 | 0.00036702 | 0.04 | 0.0036702 | 0.37 | 0.0018351 | 0.18 | 0.00091754 | 0.09 | 0.00018351 | 0.02 | 0.0018351 | 0.18 | 0.00091754 | 0.09 | 0.00045877 | 0.05 | 9.1754e-05 | 0.01 | 0.00036702 | 0.04 | 0.00018351 | 0.02 | 9.1754e-05 | 0.01 | 1.8351e-05 | 0
30 | 30 | 0 | 1 | 0 | 29 | 0.025172 | 0.5291 | 1.38 | 0.52768 | 4.595e-05 | 20.9627 | 0 | 0 | 876.0452 | 480 | 0.012586 | 0.26455 | 0.26384 | 2.2975e-05 | 0.0062931 | 0.13228 | 0.13192 | 1.1487e-05 | 0.0012586 | 0.026455 | 0.026384 | 2.2975e-06 | 8:15 | 0.0076298 | 0.76 | 0.0038149 | 0.38 | 0.0019075 | 0.19 | 0.00038149 | 0.04 | 0.0038149 | 0.38 | 0.0019075 | 0.19 | 0.00095373 | 0.1 | 0.00019075 | 0.02 | 0.0019075 | 0.19 | 0.00095373 | 0.1 | 0.00047686 | 0.05 | 9.5373e-05 | 0.01 | 0.00038149 | 0.04 | 0.00019075 | 0.02 | 9.5373e-05 | 0.01 | 1.9075e-05 | 0
30 | 30 | 0 | 1 | 0 | 29 | 0.025184 | 0.5291 | 1.38 | 0.52792 | 4.597e-05 | 20.9627 | 0 | 0 | 876.2256 | 480 | 0.012592 | 0.26455 | 0.26396 | 2.2985e-05 | 0.006296 | 0.13228 | 0.13198 | 1.1493e-05 | 0.0012592 | 0.026455 | 0.026396 | 2.2985e-06 | 8:16 | 0.0079194 | 0.79 | 0.0039597 | 0.4 | 0.0019799 | 0.2 | 0.00039597 | 0.04 | 0.0039597 | 0.4 | 0.0019799 | 0.2 | 0.00098993 | 0.1 | 0.00019799 | 0.02 | 0.0019799 | 0.2 | 0.00098993 | 0.1 | 0.00049497 | 0.05 | 9.8993e-05 | 0.01 | 0.00039597 | 0.04 | 0.00019799 | 0.02 | 9.8993e-05 | 0.01 | 1.9799e-05 | 0
30 | 30 | 0 | 1 | 0 | 29 | 0.025193 | 0.5291 | 1.38 | 0.52812 | 4.5988e-05 | 20.9627 | 0 | 0 | 876.3745 | 480 | 0.012597 | 0.26455 | 0.26406 | 2.2994e-05 | 0.0062983 | 0.13228 | 0.13203 | 1.1497e-05 | 0.0012597 | 0.026455 | 0.026406 | 2.2994e-06 | 8:16 | 0.0082092 | 0.82 | 0.0041046 | 0.41 | 0.0020523 | 0.21 | 0.00041046 | 0.04 | 0.0041046 | 0.41 | 0.0020523 | 0.21 | 0.0010261 | 0.1 | 0.00020523 | 0.02 | 0.0020523 | 0.21 | 0.0010261 | 0.1 | 0.00051307 | 0.05 | 0.00010261 | 0.01 | 0.00041046 | 0.04 | 0.00020523 | 0.02 | 0.00010261 | 0.01 | 2.0523e-05 | 0
30 | 30 | 0 | 1 | 0 | 29 | 0.025201 | 0.5291 | 1.38 | 0.52828 | 4.6002e-05 | 20.9627 | 0 | 0 | 876.4974 | 480 | 0.012601 | 0.26455 | 0.26414 | 2.3001e-05 | 0.0063003 | 0.13228 | 0.13207 | 1.15e-05 | 0.0012601 | 0.026455 | 0.026414 | 2.3001e-06 | 8:17 | 0.008499 | 0.85 | 0.0042495 | 0.42 | 0.0021247 | 0.21 | 0.00042495 | 0.04 | 0.0042495 | 0.42 | 0.0021247 | 0.21 | 0.0010624 | 0.11 | 0.00021247 | 0.02 | 0.0021247 | 0.21 | 0.0010624 | 0.11 | 0.00053119 | 0.05 | 0.00010624 | 0.01 | 0.00042495 | 0.04 | 0.00021247 | 0.02 | 0.00010624 | 0.01 | 2.1247e-05 | 0
30 | 30 | 0 | 1 | 0 | 29 | 0.025208 | 0.5291 | 1.38 | 0.52842 | 4.6014e-05 | 20.9627 | 0 | 0 | 876.5989 | 480 | 0.012604 | 0.26455 | 0.26421 | 2.3007e-05 | 0.0063019 | 0.13228 | 0.1321 | 1.1503e-05 | 0.0012604 | 0.026455 | 0.026421 | 2.3007e-06 | 8:17 | 0.0087889 | 0.88 | 0.0043944 | 0.44 | 0.0021972 | 0.22 | 0.00043944 | 0.04 | 0.0043944 | 0.44 | 0.0021972 | 0.22 | 0.0010986 | 0.11 | 0.00021972 | 0.02 | 0.0021972 | 0.22 | 0.0010986 | 0.11 | 0.0005493 | 0.05 | 0.00010986 | 0.01 | 0.00043944 | 0.04 | 0.00021972 | 0.02 | 0.00010986 | 0.01 | 2.1972e-05 | 0
30 | 30 | 0 | 1 | 0 | 29 | 0.025213 | 0.5291 | 1.38 | 0.52853 | 4.6023e-05 | 20.9627 | 0 | 0 | 876.6826 | 480 | 0.012606 | 0.26455 | 0.26426 | 2.3012e-05 | 0.0063032 | 0.13228 | 0.13213 | 1.1506e-05 | 0.0012606 | 0.026455 | 0.026426 | 2.3012e-06 | 8:18 | 0.0090788 | 0.9 | 0.0045394 | 0.45 | 0.0022697 | 0.23 | 0.00045394 | 0.05 | 0.0045394 | 0.45 | 0.0022697 | 0.23 | 0.0011349 | 0.11 | 0.00022697 | 0.02 | 0.0022697 | 0.23 | 0.0011349 | 0.11 | 0.00056743 | 0.06 | 0.00011349 | 0.01 | 0.00045394 | 0.05 | 0.00022697 | 0.02 | 0.00011349 | 0.01 | 2.2697e-05 | 0
30 | 30 | 0 | 1 | 0 | 29 | 0.025217 | 0.5291 | 1.38 | 0.52862 | 4.6031e-05 | 20.9627 | 0 | 0 | 876.7516 | 480 | 0.012609 | 0.26455 | 0.26431 | 2.3016e-05 | 0.0063043 | 0.13228 | 0.13215 | 1.1508e-05 | 0.0012609 | 0.026455 | 0.026431 | 2.3016e-06 | 8:18 | 0.0093688 | 0.93 | 0.0046844 | 0.47 | 0.0023422 | 0.23 | 0.00046844 | 0.05 | 0.0046844 | 0.47 | 0.0023422 | 0.23 | 0.0011711 | 0.12 | 0.00023422 | 0.02 | 0.0023422 | 0.23 | 0.0011711 | 0.12 | 0.00058555 | 0.06 | 0.00011711 | 0.01 | 0.00046844 | 0.05 | 0.00023422 | 0.02 | 0.00011711 | 0.01 | 2.3422e-05 | 0
30 | 30 | 0 | 1 | 0 | 29 | 0.025221 | 0.5291 | 1.38 | 0.5287 | 4.6038e-05 | 20.9627 | 0 | 0 | 876.8087 | 480 | 0.01261 | 0.26455 | 0.26435 | 2.3019e-05 | 0.0063052 | 0.13228 | 0.13217 | 1.151e-05 | 0.001261 | 0.026455 | 0.026435 | 2.3019e-06 | 8:19 | 0.0096588 | 0.96 | 0.0048294 | 0.48 | 0.0024147 | 0.24 | 0.00048294 | 0.05 | 0.0048294 | 0.48 | 0.0024147 | 0.24 | 0.0012074 | 0.12 | 0.00024147 | 0.02 | 0.0024147 | 0.24 | 0.0012074 | 0.12 | 0.00060368 | 0.06 | 0.00012074 | 0.01 | 0.00048294 | 0.05 | 0.00024147 | 0.02 | 0.00012074 | 0.01 | 2.4147e-05 | 0
30 | 30 | 0 | 1 | 0 | 29 | 0.025224 | 0.5291 | 1.38 | 0.52876 | 4.6044e-05 | 20.9627 | 0 | 0 | 876.8557 | 480 | 0.012612 | 0.26455 | 0.26438 | 2.3022e-05 | 0.006306 | 0.13228 | 0.13219 | 1.1511e-05 | 0.0012612 | 0.026455 | 0.026438 | 2.3022e-06 | 8:19 | 0.0099489 | 0.99 | 0.0049745 | 0.5 | 0.0024872 | 0.25 | 0.00049745 | 0.05 | 0.0049745 | 0.5 | 0.0024872 | 0.25 | 0.0012436 | 0.12 | 0.00024872 | 0.02 | 0.0024872 | 0.25 | 0.0012436 | 0.12 | 0.00062181 | 0.06 | 0.00012436 | 0.01 | 0.00049745 | 0.05 | 0.00024872 | 0.02 | 0.00012436 | 0.01 | 2.4872e-05 | 0
30 | 30 | 0 | 1 | 0 | 29 | 0.025226 | 0.5291 | 1.38 | 0.52881 | 4.6048e-05 | 20.9627 | 0 | 0 | 876.8946 | 480 | 0.012613 | 0.26455 | 0.26441 | 2.3024e-05 | 0.0063066 | 0.13228 | 0.1322 | 1.1512e-05 | 0.0012613 | 0.026455 | 0.026441 | 2.3024e-06 | 8:20 | 0.010239 | 1.02 | 0.0051195 | 0.51 | 0.0025598 | 0.26 | 0.00051195 | 0.05 | 0.0051195 | 0.51 | 0.0025598 | 0.26 | 0.0012799 | 0.13 | 0.00025598 | 0.03 | 0.0025598 | 0.26 | 0.0012799 | 0.13 | 0.00063994 | 0.06 | 0.00012799 | 0.01 | 0.00051195 | 0.05 | 0.00025598 | 0.03 | 0.00012799 | 0.01 | 2.5598e-05 | 0
30 | 30 | 0 | 1 | 0 | 29 | 0.025228 | 0.5291 | 1.38 | 0.52885 | 4.6052e-05 | 20.9627 | 0 | 0 | 876.9266 | 480 | 0.012614 | 0.26455 | 0.26443 | 2.3026e-05 | 0.0063071 | 0.13228 | 0.13221 | 1.1513e-05 | 0.0012614 | 0.026455 | 0.026443 | 2.3026e-06 | 8:20 | 0.010529 | 1.05 | 0.0052646 | 0.53 | 0.0026323 | 0.26 | 0.00052646 | 0.05 | 0.0052646 | 0.53 | 0.0026323 | 0.26 | 0.0013161 | 0.13 | 0.00026323 | 0.03 | 0.0026323 | 0.26 | 0.0013161 | 0.13 | 0.00065807 | 0.07 | 0.00013161 | 0.01 | 0.00052646 | 0.05 | 0.00026323 | 0.03 | 0.00013161 | 0.01 | 2.6323e-05 | 0
30 | 30 | 0 | 1 | 0 | 29 | 0.02523 | 0.5291 | 1.38 | 0.52889 | 4.6055e-05 | 20.9627 | 0 | 0 | 876.9531 | 480 | 0.012615 | 0.26455 | 0.26444 | 2.3027e-05 | 0.0063075 | 0.13228 | 0.13222 | 1.1514e-05 | 0.0012615 | 0.026455 | 0.026444 | 2.3027e-06 | 8:21 | 0.010819 | 1.08 | 0.0054096 | 0.54 | 0.0027048 | 0.27 | 0.00054096 | 0.05 | 0.0054096 | 0.54 | 0.0027048 | 0.27 | 0.0013524 | 0.14 | 0.00027048 | 0.03 | 0.0027048 | 0.27 | 0.0013524 | 0.14 | 0.00067621 | 0.07 | 0.00013524 | 0.01 | 0.00054096 | 0.05 | 0.00027048 | 0.03 | 0.00013524 | 0.01 | 2.7048e-05 | 0
30 | 30 | 0 | 1 | 0 | 29 | 0.025231 | 0.5291 | 1.38 | 0.52892 | 4.6057e-05 | 20.9627 | 0 | 0 | 876.9749 | 480 | 0.012616 | 0.26455 | 0.26446 | 2.3029e-05 | 0.0063079 | 0.13228 | 0.13223 | 1.1514e-05 | 0.0012616 | 0.026455 | 0.026446 | 2.3029e-06 | 8:21 | 0.011109 | 1.1 | 0.0055547 | 0.55 | 0.0027774 | 0.28 | 0.00055547 | 0.06 | 0.0055547 | 0.55 | 0.0027774 | 0.28 | 0.0013887 | 0.14 | 0.00027774 | 0.03 | 0.0027774 | 0.28 | 0.0013887 | 0.14 | 0.00069434 | 0.07 | 0.00013887 | 0.01 | 0.00055547 | 0.06 | 0.00027774 | 0.03 | 0.00013887 | 0.01 | 2.7774e-05 | 0
30 | 30 | 0 | 1 | 0 | 29 | 0.025233 | 0.5291 | 1.38 | 0.52894 | 4.6059e-05 | 20.9627 | 0 | 0 | 876.9929 | 480 | 0.012616 | 0.26455 | 0.26447 | 2.303e-05 | 0.0063081 | 0.13228 | 0.13224 | 1.1515e-05 | 0.0012616 | 0.026455 | 0.026447 | 2.303e-06 | 8:22 | 0.0114 | 1.13 | 0.0056998 | 0.57 | 0.0028499 | 0.28 | 0.00056998 | 0.06 | 0.0056998 | 0.57 | 0.0028499 | 0.28 | 0.001425 | 0.14 | 0.00028499 | 0.03 | 0.0028499 | 0.28 | 0.001425 | 0.14 | 0.00071248 | 0.07 | 0.0001425 | 0.01 | 0.00056998 | 0.06 | 0.00028499 | 0.03 | 0.0001425 | 0.01 | 2.8499e-05 | 0
30 | 30 | 0 | 1 | 0 | 29 | 0.025233 | 0.5291 | 1.38 | 0.52896 | 4.6061e-05 | 20.9627 | 0 | 0 | 877.0078 | 480 | 0.012617 | 0.26455 | 0.26448 | 2.3031e-05 | 0.0063084 | 0.13228 | 0.13224 | 1.1515e-05 | 0.0012617 | 0.026455 | 0.026448 | 2.3031e-06 | 8:22 | 0.01169 | 1.16 | 0.0058449 | 0.58 | 0.0029225 | 0.29 | 0.00058449 | 0.06 | 0.0058449 | 0.58 | 0.0029225 | 0.29 | 0.0014612 | 0.15 | 0.00029225 | 0.03 | 0.0029225 | 0.29 | 0.0014612 | 0.15 | 0.00073061 | 0.07 | 0.00014612 | 0.01 | 0.00058449 | 0.06 | 0.00029225 | 0.03 | 0.00014612 | 0.01 | 2.9225e-05 | 0
30 | 30 | 0 | 1 | 0 | 29 | 0.025234 | 0.5291 | 1.38 | 0.52898 | 4.6063e-05 | 20.9627 | 0 | 0 | 877.0201 | 480 | 0.012617 | 0.26455 | 0.26449 | 2.3031e-05 | 0.0063086 | 0.13228 | 0.13224 | 1.1516e-05 | 0.0012617 | 0.026455 | 0.026449 | 2.3031e-06 | 8:23 | 0.01198 | 1.19 | 0.00599 | 0.6 | 0.002995 | 0.3 | 0.000599 | 0.06 | 0.00599 | 0.6 | 0.002995 | 0.3 | 0.0014975 | 0.15 | 0.0002995 | 0.03 | 0.002995 | 0.3 | 0.0014975 | 0.15 | 0.00074875 | 0.07 | 0.00014975 | 0.01 | 0.000599 | 0.06 | 0.0002995 | 0.03 | 0.00014975 | 0.01 | 2.995e-05 | 0
30 | 30 | 0 | 1 | 0 | 29 | 0.025235 | 0.5291 | 1.38 | 0.52899 | 4.6064e-05 | 20.9627 | 0 | 0 | 877.0302 | 480 | 0.012617 | 0.26455 | 0.2645 | 2.3032e-05 | 0.0063087 | 0.13228 | 0.13225 | 1.1516e-05 | 0.0012617 | 0.026455 | 0.02645 | 2.3032e-06 | 8:23 | 0.01227 | 1.22 | 0.0061351 | 0.61 | 0.0030676 | 0.31 | 0.00061351 | 0.06 | 0.0061351 | 0.61 | 0.0030676 | 0.31 | 0.0015338 | 0.15 | 0.00030676 | 0.03 | 0.0030676 | 0.31 | 0.0015338 | 0.15 | 0.00076689 | 0.08 | 0.00015338 | 0.02 | 0.00061351 | 0.06 | 0.00030676 | 0.03 | 0.00015338 | 0.02 | 3.0676e-05 | 0
30 | 30 | 0 | 1 | 0 | 29 | 0.025235 | 0.5291 | 1.38 | 0.529 | 4.6065e-05 | 20.9627 | 0 | 0 | 877.0385 | 480 | 0.012618 | 0.26455 | 0.2645 | 2.3032e-05 | 0.0063089 | 0.13228 | 0.13225 | 1.1516e-05 | 0.0012618 | 0.026455 | 0.02645 | 2.3032e-06 | 8:24 | 0.01256 | 1.25 | 0.0062802 | 0.63 | 0.0031401 | 0.31 | 0.00062802 | 0.06 | 0.0062802 | 0.63 | 0.0031401 | 0.31 | 0.0015701 | 0.16 | 0.00031401 | 0.03 | 0.0031401 | 0.31 | 0.0015701 | 0.16 | 0.00078503 | 0.08 | 0.00015701 | 0.02 | 0.00062802 | 0.06 | 0.00031401 | 0.03 | 0.00015701 | 0.02 | 3.1401e-05 | 0
30 | 30 | 0 | 1 | 0 | 29 | 0.025236 | 0.5291 | 1.38 | 0.52901 | 4.6065e-05 | 20.9627 | 0 | 0 | 877.0454 | 480 | 0.012618 | 0.26455 | 0.26451 | 2.3033e-05 | 0.006309 | 0.13228 | 0.13225 | 1.1516e-05 | 0.0012618 | 0.026455 | 0.026451 | 2.3033e-06 | 8:24 | 0.012851 | 1.28 | 0.0064253 | 0.64 | 0.0032127 | 0.32 | 0.00064253 | 0.06 | 0.0064253 | 0.64 | 0.0032127 | 0.32 | 0.0016063 | 0.16 | 0.00032127 | 0.03 | 0.0032127 | 0.32 | 0.0016063 | 0.16 | 0.00080316 | 0.08 | 0.00016063 | 0.02 | 0.00064253 | 0.06 | 0.00032127 | 0.03 | 0.00016063 | 0.02 | 3.2127e-05 | 0
30 | 30 | 0 | 1 | 0 | 29 | 0.025236 | 0.5291 | 1.38 | 0.52902 | 4.6066e-05 | 20.9627 | 0 | 0 | 877.0511 | 480 | 0.012618 | 0.26455 | 0.26451 | 2.3033e-05 | 0.0063091 | 0.13228 | 0.13225 | 1.1517e-05 | 0.0012618 | 0.026455 | 0.026451 | 2.3033e-06 | 8:25 | 0.013141 | 1.31 | 0.0065704 | 0.65 | 0.0032852 | 0.33 | 0.00065704 | 0.07 | 0.0065704 | 0.65 | 0.0032852 | 0.33 | 0.0016426 | 0.16 | 0.00032852 | 0.03 | 0.0032852 | 0.33 | 0.0016426 | 0.16 | 0.0008213 | 0.08 | 0.00016426 | 0.02 | 0.00065704 | 0.07 | 0.00032852 | 0.03 | 0.00016426 | 0.02 | 3.2852e-05 | 0
30 | 30 | 0 | 1 | 0 | 29 | 0.025237 | 0.5291 | 1.38 | 0.52902 | 4.6067e-05 | 20.9627 | 0 | 0 | 877.0558 | 480 | 0.012618 | 0.26455 | 0.26451 | 2.3033e-05 | 0.0063091 | 0.13228 | 0.13226 | 1.1517e-05 | 0.0012618 | 0.026455 | 0.026451 | 2.3033e-06 | 8:25 | 0.013431 | 1.33 | 0.0067155 | 0.67 | 0.0033578 | 0.34 | 0.00067155 | 0.07 | 0.0067155 | 0.67 | 0.0033578 | 0.34 | 0.0016789 | 0.17 | 0.00033578 | 0.03 | 0.0033578 | 0.34 | 0.0016789 | 0.17 | 0.00083944 | 0.08 | 0.00016789 | 0.02 | 0.00067155 | 0.07 | 0.00033578 | 0.03 | 0.00016789 | 0.02 | 3.3578e-05 | 0
30 | 30 | 0 | 1 | 0 | 29 | 0.025237 | 0.5291 | 1.38 | 0.52903 | 4.6067e-05 | 20.9627 | 0 | 0 | 877.0597 | 480 | 0.012618 | 0.26455 | 0.26452 | 2.3034e-05 | 0.0063092 | 0.13228 | 0.13226 | 1.1517e-05 | 0.0012618 | 0.026455 | 0.026452 | 2.3034e-06 | 8:26 | 0.013721 | 1.36 | 0.0068606 | 0.68 | 0.0034303 | 0.34 | 0.00068606 | 0.07 | 0.0068606 | 0.68 | 0.0034303 | 0.34 | 0.0017152 | 0.17 | 0.00034303 | 0.03 | 0.0034303 | 0.34 | 0.0017152 | 0.17 | 0.00085758 | 0.09 | 0.00017152 | 0.02 | 0.00068606 | 0.07 | 0.00034303 | 0.03 | 0.00017152 | 0.02 | 3.4303e-05 | 0
30 | 30 | 0 | 1 | 0 | 29 | 0.025237 | 0.5291 | 1.38 | 0.52903 | 4.6068e-05 | 20.9627 | 0 | 0 | 877.0629 | 480 | 0.012618 | 0.26455 | 0.26452 | 2.3034e-05 | 0.0063092 | 0.13228 | 0.13226 | 1.1517e-05 | 0.0012618 | 0.026455 | 0.026452 | 2.3034e-06 | 8:26 | 0.014012 | 1.39 | 0.0070058 | 0.7 | 0.0035029 | 0.35 | 0.00070058 | 0.07 | 0.0070058 | 0.7 | 0.0035029 | 0.35 | 0.0017514 | 0.17 | 0.00035029 | 0.04 | 0.0035029 | 0.35 | 0.0017514 | 0.17 | 0.00087572 | 0.09 | 0.00017514 | 0.02 | 0.00070058 | 0.07 | 0.00035029 | 0.04 | 0.00017514 | 0.02 | 3.5029e-05 | 0
30 | 30 | 0 | 1 | 0 | 29 | 0.025237 | 0.5291 | 1.38 | 0.52904 | 4.6068e-05 | 20.9627 | 0 | 0 | 877.0656 | 480 | 0.012619 | 0.26455 | 0.26452 | 2.3034e-05 | 0.0063093 | 0.13228 | 0.13226 | 1.1517e-05 | 0.0012619 | 0.026455 | 0.026452 | 2.3034e-06 | 8:27 | 0.014302 | 1.42 | 0.0071509 | 0.71 | 0.0035754 | 0.36 | 0.00071509 | 0.07 | 0.0071509 | 0.71 | 0.0035754 | 0.36 | 0.0017877 | 0.18 | 0.00035754 | 0.04 | 0.0035754 | 0.36 | 0.0017877 | 0.18 | 0.00089386 | 0.09 | 0.00017877 | 0.02 | 0.00071509 | 0.07 | 0.00035754 | 0.04 | 0.00017877 | 0.02 | 3.5754e-05 | 0
30 | 30 | 0 | 1 | 0 | 29 | 0.025237 | 0.5291 | 1.38 | 0.52904 | 4.6068e-05 | 20.9627 | 0 | 0 | 877.0677 | 480 | 0.012619 | 0.26455 | 0.26452 | 2.3034e-05 | 0.0063093 | 0.13228 | 0.13226 | 1.1517e-05 | 0.0012619 | 0.026455 | 0.026452 | 2.3034e-06 | 8:27 | 0.014592 | 1.45 | 0.007296 | 0.73 | 0.003648 | 0.36 | 0.0007296 | 0.07 | 0.007296 | 0.73 | 0.003648 | 0.36 | 0.001824 | 0.18 | 0.0003648 | 0.04 | 0.003648 | 0.36 | 0.001824 | 0.18 | 0.000912 | 0.09 | 0.0001824 | 0.02 | 0.0007296 | 0.07 | 0.0003648 | 0.04 | 0.0001824 | 0.02 | 3.648e-05 | 0
30 | 30 | 0 | 1 | 0 | 29 | 0.025237 | 0.5291 | 1.38 | 0.52904 | 4.6068e-05 | 20.9627 | 0 | 0 | 877.0695 | 480 | 0.012619 | 0.26455 | 0.26452 | 2.3034e-05 | 0.0063094 | 0.13228 | 0.13226 | 1.1517e-05 | 0.0012619 | 0.026455 | 0.026452 | 2.3034e-06 | 8:28 | 0.014882 | 1.48 | 0.0074411 | 0.74 | 0.0037206 | 0.37 | 0.00074411 | 0.07 | 0.0074411 | 0.74 | 0.0037206 | 0.37 | 0.0018603 | 0.19 | 0.00037206 | 0.04 | 0.0037206 | 0.37 | 0.0018603 | 0.19 | 0.00093014 | 0.09 | 0.00018603 | 0.02 | 0.00074411 | 0.07 | 0.00037206 | 0.04 | 0.00018603 | 0.02 | 3.7206e-05 | 0
30 | 30 | 0 | 1 | 0 | 29 | 0.025238 | 0.5291 | 1.38 | 0.52905 | 4.6068e-05 | 20.9627 | 0 | 0 | 877.071 | 480 | 0.012619 | 0.26455 | 0.26452 | 2.3034e-05 | 0.0063094 | 0.13228 | 0.13226 | 1.1517e-05 | 0.0012619 | 0.026455 | 0.026452 | 2.3034e-06 | 8:28 | 0.015172 | 1.51 | 0.0075862 | 0.76 | 0.0037931 | 0.38 | 0.00075862 | 0.08 | 0.0075862 | 0.76 | 0.0037931 | 0.38 | 0.0018966 | 0.19 | 0.00037931 | 0.04 | 0.0037931 | 0.38 | 0.0018966 | 0.19 | 0.00094828 | 0.09 | 0.00018966 | 0.02 | 0.00075862 | 0.08 | 0.00037931 | 0.04 | 0.00018966 | 0.02 | 3.7931e-05 | 0
30 | 30 | 0 | 1 | 0 | 29 | 0.025238 | 0.5291 | 1.38 | 0.52905 | 4.6069e-05 | 20.9627 | 0 | 0 | 877.0722 | 480 | 0.012619 | 0.26455 | 0.26452 | 2.3034e-05 | 0.0063094 | 0.13228 | 0.13226 | 1.1517e-05 | 0.0012619 | 0.026455 | 0.026452 | 2.3034e-06 | 8:29 | 0.015463 | 1.53 | 0.0077313 | 0.77 | 0.0038657 | 0.39 | 0.00077313 | 0.08 | 0.0077313 | 0.77 | 0.0038657 | 0.39 | 0.0019328 | 0.19 | 0.00038657 | 0.04 | 0.0038657 | 0.39 | 0.0019328 | 0.19 | 0.00096642 | 0.1 | 0.00019328 | 0.02 | 0.00077313 | 0.08 | 0.00038657 | 0.04 | 0.00019328 | 0.02 | 3.8657e-05 | 0
30 | 30 | 0 | 1 | 0 | 29 | 0.025238 | 0.5291 | 1.38 | 0.52905 | 4.6069e-05 | 20.9627 | 0 | 0 | 877.0733 | 480 | 0.012619 | 0.26455 | 0.26452 | 2.3034e-05 | 0.0063094 | 0.13228 | 0.13226 | 1.1517e-05 | 0.0012619 | 0.026455 | 0.026452 | 2.3034e-06 | 8:29 | 0.015753 | 1.56 | 0.0078764 | 0.78 | 0.0039382 | 0.39 | 0.00078764 | 0.08 | 0.0078764 | 0.78 | 0.0039382 | 0.39 | 0.0019691 | 0.2 | 0.00039382 | 0.04 | 0.0039382 | 0.39 | 0.0019691 | 0.2 | 0.00098456 | 0.1 | 0.00019691 | 0.02 | 0.00078764 | 0.08 | 0.00039382 | 0.04 | 0.00019691 | 0.02 | 3.9382e-05 | 0
30 | 30 | 0 | 1 | 0 | 29 | 0.025238 | 0.5291 | 1.38 | 0.52905 | 4.6069e-05 | 20.9627 | 0 | 0 | 877.0741 | 480 | 0.012619 | 0.26455 | 0.26452 | 2.3034e-05 | 0.0063094 | 0.13228 | 0.13226 | 1.1517e-05 | 0.0012619 | 0.026455 | 0.026452 | 2.3034e-06 | 8:30 | 0.016043 | 1.59 | 0.0080216 | 0.8 | 0.0040108 | 0.4 | 0.00080216 | 0.08 | 0.0080216 | 0.8 | 0.0040108 | 0.4 | 0.0020054 | 0.2 | 0.00040108 | 0.04 | 0.0040108 | 0.4 | 0.0020054 | 0.2 | 0.0010027 | 0.1 | 0.00020054 | 0.02 | 0.00080216 | 0.08 | 0.00040108 | 0.04 | 0.00020054 | 0.02 | 4.0108e-05 | 0
30 | 30 | 0 | 1 | 0 | 29 | 0.025238 | 0.5291 | 1.38 | 0.52905 | 4.6069e-05 | 20.9627 | 0 | 0 | 877.0748 | 480 | 0.012619 | 0.26455 | 0.26453 | 2.3034e-05 | 0.0063094 | 0.13228 | 0.13226 | 1.1517e-05 | 0.0012619 | 0.026455 | 0.026453 | 2.3034e-06 | 8:30 | 0.016333 | 1.62 | 0.0081667 | 0.81 | 0.0040833 | 0.41 | 0.00081667 | 0.08 | 0.0081667 | 0.81 | 0.0040833 | 0.41 | 0.0020417 | 0.2 | 0.00040833 | 0.04 | 0.0040833 | 0.41 | 0.0020417 | 0.2 | 0.0010208 | 0.1 | 0.00020417 | 0.02 | 0.00081667 | 0.08 | 0.00040833 | 0.04 | 0.00020417 | 0.02 | 4.0833e-05 | 0
30 | 30 | 0 | 1 | 0 | 29 | 0.025238 | 0.5291 | 1.38 | 0.52905 | 4.6069e-05 | 20.9627 | 0 | 0 | 877.0754 | 480 | 0.012619 | 0.26455 | 0.26453 | 2.3034e-05 | 0.0063094 | 0.13228 | 0.13226 | 1.1517e-05 | 0.0012619 | 0.026455 | 0.026453 | 2.3034e-06 | 8:31 | 0.016624 | 1.65 | 0.0083118 | 0.83 | 0.0041559 | 0.41 | 0.00083118 | 0.08 | 0.0083118 | 0.83 | 0.0041559 | 0.41 | 0.002078 | 0.21 | 0.00041559 | 0.04 | 0.0041559 | 0.41 | 0.002078 | 0.21 | 0.001039 | 0.1 | 0.0002078 | 0.02 | 0.00083118 | 0.08 | 0.00041559 | 0.04 | 0.0002078 | 0.02 | 4.1559e-05 | 0
30 | 30 | 0 | 1 | 0 | 29 | 0.025238 | 0.5291 | 1.38 | 0.52905 | 4.6069e-05 | 20.9627 | 0 | 0 | 877.0758 | 480 | 0.012619 | 0.26455 | 0.26453 | 2.3035e-05 | 0.0063095 | 0.13228 | 0.13226 | 1.1517e-05 | 0.0012619 | 0.026455 | 0.026453 | 2.3035e-06 | 8:31 | 0.016914 | 1.68 | 0.0084569 | 0.84 | 0.0042285 | 0.42 | 0.00084569 | 0.08 | 0.0084569 | 0.84 | 0.0042285 | 0.42 | 0.0021142 | 0.21 | 0.00042285 | 0.04 | 0.0042285 | 0.42 | 0.0021142 | 0.21 | 0.0010571 | 0.11 | 0.00021142 | 0.02 | 0.00084569 | 0.08 | 0.00042285 | 0.04 | 0.00021142 | 0.02 | 4.2285e-05 | 0
30 | 30 | 0 | 1 | 0 | 29 | 0.025238 | 0.5291 | 1.38 | 0.52905 | 4.6069e-05 | 20.9627 | 0 | 0 | 877.0762 | 480 | 0.012619 | 0.26455 | 0.26453 | 2.3035e-05 | 0.0063095 | 0.13228 | 0.13226 | 1.1517e-05 | 0.0012619 | 0.026455 | 0.026453 | 2.3035e-06 | 8:32 | 0.017204 | 1.71 | 0.008602 | 0.86 | 0.004301 | 0.43 | 0.0008602 | 0.09 | 0.008602 | 0.86 | 0.004301 | 0.43 | 0.0021505 | 0.21 | 0.0004301 | 0.04 | 0.004301 | 0.43 | 0.0021505 | 0.21 | 0.0010753 | 0.11 | 0.00021505 | 0.02 | 0.0008602 | 0.09 | 0.0004301 | 0.04 | 0.00021505 | 0.02 | 4.301e-05 | 0
30 | 30 | 0 | 1 | 0 | 29 | 0.025238 | 0.5291 | 1.38 | 0.52905 | 4.6069e-05 | 20.9627 | 0 | 0 | 877.0765 | 480 | 0.012619 | 0.26455 | 0.26453 | 2.3035e-05 | 0.0063095 | 0.13228 | 0.13226 | 1.1517e-05 | 0.0012619 | 0.026455 | 0.026453 | 2.3035e-06 | 8:32 | 0.017494 | 1.73 | 0.0087472 | 0.87 | 0.0043736 | 0.44 | 0.00087472 | 0.09 | 0.0087472 | 0.87 | 0.0043736 | 0.44 | 0.0021868 | 0.22 | 0.00043736 | 0.04 | 0.0043736 | 0.44 | 0.0021868 | 0.22 | 0.0010934 | 0.11 | 0.00021868 | 0.02 | 0.00087472 | 0.09 | 0.00043736 | 0.04 | 0.00021868 | 0.02 | 4.3736e-05 | 0
30 | 30 | 0 | 1 | 0 | 29 | 0.025238 | 0.5291 | 1.38 | 0.52905 | 4.6069e-05 | 20.9627 | 0 | 0 | 877.0768 | 480 | 0.012619 | 0.26455 | 0.26453 | 2.3035e-05 | 0.0063095 | 0.13228 | 0.13226 | 1.1517e-05 | 0.0012619 | 0.026455 | 0.026453 | 2.3035e-06 | 8:33 | 0.017785 | 1.76 | 0.0088923 | 0.89 | 0.0044461 | 0.44 | 0.00088923 | 0.09 | 0.0088923 | 0.89 | 0.0044461 | 0.44 | 0.0022231 | 0.22 | 0.00044461 | 0.04 | 0.0044461 | 0.44 | 0.0022231 | 0.22 | 0.0011115 | 0.11 | 0.00022231 | 0.02 | 0.00088923 | 0.09 | 0.00044461 | 0.04 | 0.00022231 | 0.02 | 4.4461e-05 | 0
30 | 30 | 0 | 1 | 0 | 29 | 0.025238 | 0.5291 | 1.38 | 0.52905 | 4.6069e-05 | 20.9627 | 0 | 0 | 877.077 | 480 | 0.012619 | 0.26455 | 0.26453 | 2.3035e-05 | 0.0063095 | 0.13228 | 0.13226 | 1.1517e-05 | 0.0012619 | 0.026455 | 0.026453 | 2.3035e-06 | 8:33 | 0.018075 | 1.79 | 0.0090374 | 0.9 | 0.0045187 | 0.45 | 0.00090374 | 0.09 | 0.0090374 | 0.9 | 0.0045187 | 0.45 | 0.0022593 | 0.23 | 0.00045187 | 0.05 | 0.0045187 | 0.45 | 0.0022593 | 0.23 | 0.0011297 | 0.11 | 0.00022593 | 0.02 | 0.00090374 | 0.09 | 0.00045187 | 0.05 | 0.00022593 | 0.02 | 4.5187e-05 | 0
30 | 30 | 0 | 1 | 0 | 29 | 0.025238 | 0.5291 | 1.38 | 0.52905 | 4.6069e-05 | 20.9627 | 0 | 0 | 877.0772 | 480 | 0.012619 | 0.26455 | 0.26453 | 2.3035e-05 | 0.0063095 | 0.13228 | 0.13226 | 1.1517e-05 | 0.0012619 | 0.026455 | 0.026453 | 2.3035e-06 | 8:34 | 0.018365 | 1.82 | 0.0091825 | 0.91 | 0.0045913 | 0.46 | 0.00091825 | 0.09 | 0.0091825 | 0.91 | 0.0045913 | 0.46 | 0.0022956 | 0.23 | 0.00045913 | 0.05 | 0.0045913 | 0.46 | 0.0022956 | 0.23 | 0.0011478 | 0.11 | 0.00022956 | 0.02 | 0.00091825 | 0.09 | 0.00045913 | 0.05 | 0.00022956 | 0.02 | 4.5913e-05 | 0
30 | 30 | 0 | 1 | 0 | 29 | 0.025238 | 0.5291 | 1.38 | 0.52905 | 4.6069e-05 | 20.9627 | 0 | 0 | 877.0773 | 480 | 0.012619 | 0.26455 | 0.26453 | 2.3035e-05 | 0.0063095 | 0.13228 | 0.13226 | 1.1517e-05 | 0.0012619 | 0.026455 | 0.026453 | 2.3035e-06 | 8:34 | 0.018655 | 1.85 | 0.0093276 | 0.93 | 0.0046638 | 0.47 | 0.00093276 | 0.09 | 0.0093276 | 0.93 | 0.0046638 | 0.47 | 0.0023319 | 0.23 | 0.00046638 | 0.05 | 0.0046638 | 0.47 | 0.0023319 | 0.23 | 0.001166 | 0.12 | 0.00023319 | 0.02 | 0.00093276 | 0.09 | 0.00046638 | 0.05 | 0.00023319 | 0.02 | 4.6638e-05 | 0
30 | 30 | 0 | 1 | 0 | 29 | 0.025238 | 0.5291 | 1.38 | 0.52905 | 4.6069e-05 | 20.9627 | 0 | 0 | 877.0775 | 480 | 0.012619 | 0.26455 | 0.26453 | 2.3035e-05 | 0.0063095 | 0.13228 | 0.13226 | 1.1517e-05 | 0.0012619 | 0.026455 | 0.026453 | 2.3035e-06 | 8:35 | 0.018945 | 1.88 | 0.0094727 | 0.94 | 0.0047364 | 0.47 | 0.00094727 | 0.09 | 0.0094727 | 0.94 | 0.0047364 | 0.47 | 0.0023682 | 0.24 | 0.00047364 | 0.05 | 0.0047364 | 0.47 | 0.0023682 | 0.24 | 0.0011841 | 0.12 | 0.00023682 | 0.02 | 0.00094727 | 0.09 | 0.00047364 | 0.05 | 0.00023682 | 0.02 | 4.7364e-05 | 0
30 | 30 | 0 | 1 | 0 | 29 | 0.025238 | 0.5291 | 1.38 | 0.52905 | 4.6069e-05 | 20.9627 | 0 | 0 | 877.0776 | 480 | 0.012619 | 0.26455 | 0.26453 | 2.3035e-05 | 0.0063095 | 0.13228 | 0.13226 | 1.1517e-05 | 0.0012619 | 0.026455 | 0.026453 | 2.3035e-06 | 8:35 | 0.019236 | 1.91 | 0.0096179 | 0.96 | 0.0048089 | 0.48 | 0.00096179 | 0.1 | 0.0096179 | 0.96 | 0.0048089 | 0.48 | 0.0024045 | 0.24 | 0.00048089 | 0.05 | 0.0048089 | 0.48 | 0.0024045 | 0.24 | 0.0012022 | 0.12 | 0.00024045 | 0.02 | 0.00096179 | 0.1 | 0.00048089 | 0.05 | 0.00024045 | 0.02 | 4.8089e-05 | 0
30 | 30 | 0 | 1 | 0 | 29 | 0.025238 | 0.5291 | 1.38 | 0.52905 | 4.6069e-05 | 20.9627 | 0 | 0 | 877.0776 | 480 | 0.012619 | 0.26455 | 0.26453 | 2.3035e-05 | 0.0063095 | 0.13228 | 0.13226 | 1.1517e-05 | 0.0012619 | 0.026455 | 0.026453 | 2.3035e-06 | 8:36 | 0.019526 | 1.93 | 0.009763 | 0.97 | 0.0048815 | 0.49 | 0.0009763 | 0.1 | 0.009763 | 0.97 | 0.0048815 | 0.49 | 0.0024407 | 0.24 | 0.00048815 | 0.05 | 0.0048815 | 0.49 | 0.0024407 | 0.24 | 0.0012204 | 0.12 | 0.00024407 | 0.02 | 0.0009763 | 0.1 | 0.00048815 | 0.05 | 0.00024407 | 0.02 | 4.8815e-05 | 0
30 | 30 | 0 | 1 | 0 | 29 | 0.025238 | 0.5291 | 1.38 | 0.52905 | 4.6069e-05 | 20.9627 | 0 | 0 | 877.0777 | 480 | 0.012619 | 0.26455 | 0.26453 | 2.3035e-05 | 0.0063095 | 0.13228 | 0.13226 | 1.1517e-05 | 0.0012619 | 0.026455 | 0.026453 | 2.3035e-06 | 8:36 | 0.019816 | 1.96 | 0.0099081 | 0.99 | 0.004954 | 0.49 | 0.00099081 | 0.1 | 0.0099081 | 0.99 | 0.004954 | 0.49 | 0.002477 | 0.25 | 0.0004954 | 0.05 | 0.004954 | 0.49 | 0.002477 | 0.25 | 0.0012385 | 0.12 | 0.0002477 | 0.02 | 0.00099081 | 0.1 | 0.0004954 | 0.05 | 0.0002477 | 0.02 | 4.954e-05 | 0
30 | 30 | 0 | 1 | 0 | 29 | 0.025238 | 0.5291 | 1.38 | 0.52905 | 4.6069e-05 | 20.9627 | 0 | 0 | 877.0778 | 480 | 0.012619 | 0.26455 | 0.26453 | 2.3035e-05 | 0.0063095 | 0.13228 | 0.13226 | 1.1517e-05 | 0.0012619 | 0.026455 | 0.026453 | 2.3035e-06 | 8:37 | 0.020106 | 1.99 | 0.010053 | 1 | 0.0050266 | 0.5 | 0.0010053 | 0.1 | 0.010053 | 1 | 0.0050266 | 0.5 | 0.0025133 | 0.25 | 0.00050266 | 0.05 | 0.0050266 | 0.5 | 0.0025133 | 0.25 | 0.0012567 | 0.13 | 0.00025133 | 0.03 | 0.0010053 | 0.1 | 0.00050266 | 0.05 | 0.00025133 | 0.03 | 5.0266e-05 | 0.01
30 | 30 | 0 | 1 | 0 | 29 | 0.025238 | 0.5291 | 1.38 | 0.52905 | 4.6069e-05 | 20.9627 | 0 | 0 | 877.0778 | 480 | 0.012619 | 0.26455 | 0.26453 | 2.3035e-05 | 0.0063095 | 0.13228 | 0.13226 | 1.1517e-05 | 0.0012619 | 0.026455 | 0.026453 | 2.3035e-06 | 8:37 | 0.020397 | 2.02 | 0.010198 | 1.01 | 0.0050992 | 0.51 | 0.0010198 | 0.1 | 0.010198 | 1.01 | 0.0050992 | 0.51 | 0.0025496 | 0.25 | 0.00050992 | 0.05 | 0.0050992 | 0.51 | 0.0025496 | 0.25 | 0.0012748 | 0.13 | 0.00025496 | 0.03 | 0.0010198 | 0.1 | 0.00050992 | 0.05 | 0.00025496 | 0.03 | 5.0992e-05 | 0.01
30 | 30 | 0 | 1 | 0 | 29 | 0.025238 | 0.5291 | 1.38 | 0.52905 | 4.6069e-05 | 20.9627 | 0 | 0 | 877.0779 | 480 | 0.012619 | 0.26455 | 0.26453 | 2.3035e-05 | 0.0063095 | 0.13228 | 0.13226 | 1.1517e-05 | 0.0012619 | 0.026455 | 0.026453 | 2.3035e-06 | 8:38 | 0.020687 | 2.05 | 0.010343 | 1.03 | 0.0051717 | 0.52 | 0.0010343 | 0.1 | 0.010343 | 1.03 | 0.0051717 | 0.52 | 0.0025859 | 0.26 | 0.00051717 | 0.05 | 0.0051717 | 0.52 | 0.0025859 | 0.26 | 0.0012929 | 0.13 | 0.00025859 | 0.03 | 0.0010343 | 0.1 | 0.00051717 | 0.05 | 0.00025859 | 0.03 | 5.1717e-05 | 0.01
30 | 30 | 0 | 1 | 0 | 29 | 0.025238 | 0.5291 | 1.38 | 0.52905 | 4.6069e-05 | 20.9627 | 0 | 0 | 877.0779 | 480 | 0.012619 | 0.26455 | 0.26453 | 2.3035e-05 | 0.0063095 | 0.13228 | 0.13226 | 1.1517e-05 | 0.0012619 | 0.026455 | 0.026453 | 2.3035e-06 | 8:38 | 0.020977 | 2.08 | 0.010489 | 1.04 | 0.0052443 | 0.52 | 0.0010489 | 0.1 | 0.010489 | 1.04 | 0.0052443 | 0.52 | 0.0026221 | 0.26 | 0.00052443 | 0.05 | 0.0052443 | 0.52 | 0.0026221 | 0.26 | 0.0013111 | 0.13 | 0.00026221 | 0.03 | 0.0010489 | 0.1 | 0.00052443 | 0.05 | 0.00026221 | 0.03 | 5.2443e-05 | 0.01
30 | 30 | 0 | 1 | 0 | 29 | 0.025238 | 0.5291 | 1.38 | 0.52905 | 4.6069e-05 | 20.9627 | 0 | 0 | 877.0779 | 480 | 0.012619 | 0.26455 | 0.26453 | 2.3035e-05 | 0.0063095 | 0.13228 | 0.13226 | 1.1517e-05 | 0.0012619 | 0.026455 | 0.026453 | 2.3035e-06 | 8:39 | 0.021267 | 2.1 | 0.010634 | 1.06 | 0.0053168 | 0.53 | 0.0010634 | 0.11 | 0.010634 | 1.06 | 0.0053168 | 0.53 | 0.0026584 | 0.27 | 0.00053168 | 0.05 | 0.0053168 | 0.53 | 0.0026584 | 0.27 | 0.0013292 | 0.13 | 0.00026584 | 0.03 | 0.0010634 | 0.11 | 0.00053168 | 0.05 | 0.00026584 | 0.03 | 5.3168e-05 | 0.01
30 | 30 | 0 | 1 | 0 | 29 | 0.025238 | 0.5291 | 1.38 | 0.52905 | 4.6069e-05 | 20.9627 | 0 | 0 | 877.0779 | 480 | 0.012619 | 0.26455 | 0.26453 | 2.3035e-05 | 0.0063095 | 0.13228 | 0.13226 | 1.1517e-05 | 0.0012619 | 0.026455 | 0.026453 | 2.3035e-06 | 8:39 | 0.021558 | 2.13 | 0.010779 | 1.07 | 0.0053894 | 0.54 | 0.0010779 | 0.11 | 0.010779 | 1.07 | 0.0053894 | 0.54 | 0.0026947 | 0.27 | 0.00053894 | 0.05 | 0.0053894 | 0.54 | 0.0026947 | 0.27 | 0.0013474 | 0.13 | 0.00026947 | 0.03 | 0.0010779 | 0.11 | 0.00053894 | 0.05 | 0.00026947 | 0.03 | 5.3894e-05 | 0.01
30 | 30 | 0 | 1 | 0 | 29 | 0.025238 | 0.5291 | 1.38 | 0.52905 | 4.6069e-05 | 20.9627 | 0 | 0 | 877.078 | 480 | 0.012619 | 0.26455 | 0.26453 | 2.3035e-05 | 0.0063095 | 0.13228 | 0.13226 | 1.1517e-05 | 0.0012619 | 0.026455 | 0.026453 | 2.3035e-06 | 8:40 | 0.021848 | 2.16 | 0.010924 | 1.09 | 0.005462 | 0.54 | 0.0010924 | 0.11 | 0.010924 | 1.09 | 0.005462 | 0.54 | 0.002731 | 0.27 | 0.0005462 | 0.05 | 0.005462 | 0.54 | 0.002731 | 0.27 | 0.0013655 | 0.14 | 0.0002731 | 0.03 | 0.0010924 | 0.11 | 0.0005462 | 0.05 | 0.0002731 | 0.03 | 5.462e-05 | 0.01
30 | 30 | 0 | 1 | 0 | 29 | 0.025238 | 0.5291 | 1.38 | 0.52905 | 4.6069e-05 | 20.9627 | 0 | 0 | 877.078 | 480 | 0.012619 | 0.26455 | 0.26453 | 2.3035e-05 | 0.0063095 | 0.13228 | 0.13226 | 1.1517e-05 | 0.0012619 | 0.026455 | 0.026453 | 2.3035e-06 | 8:40 | 0.022138 | 2.19 | 0.011069 | 1.1 | 0.0055345 | 0.55 | 0.0011069 | 0.11 | 0.011069 | 1.1 | 0.0055345 | 0.55 | 0.0027673 | 0.28 | 0.00055345 | 0.06 | 0.0055345 | 0.55 | 0.0027673 | 0.28 | 0.0013836 | 0.14 | 0.00027673 | 0.03 | 0.0011069 | 0.11 | 0.00055345 | 0.06 | 0.00027673 | 0.03 | 5.5345e-05 | 0.01
30 | 30 | 0 | 1 | 0 | 29 | 0.025238 | 0.5291 | 1.38 | 0.52905 | 4.6069e-05 | 20.9627 | 0 | 0 | 877.078 | 480 | 0.012619 | 0.26455 | 0.26453 | 2.3035e-05 | 0.0063095 | 0.13228 | 0.13226 | 1.1517e-05 | 0.0012619 | 0.026455 | 0.026453 | 2.3035e-06 | 8:41 | 0.022428 | 2.22 | 0.011214 | 1.12 | 0.0056071 | 0.56 | 0.0011214 | 0.11 | 0.011214 | 1.12 | 0.0056071 | 0.56 | 0.0028035 | 0.28 | 0.00056071 | 0.06 | 0.0056071 | 0.56 | 0.0028035 | 0.28 | 0.0014018 | 0.14 | 0.00028035 | 0.03 | 0.0011214 | 0.11 | 0.00056071 | 0.06 | 0.00028035 | 0.03 | 5.6071e-05 | 0.01
30 | 30 | 0 | 1 | 0 | 29 | 0.025238 | 0.5291 | 1.38 | 0.52905 | 4.6069e-05 | 20.9627 | 0 | 0 | 877.078 | 480 | 0.012619 | 0.26455 | 0.26453 | 2.3035e-05 | 0.0063095 | 0.13228 | 0.13226 | 1.1517e-05 | 0.0012619 | 0.026455 | 0.026453 | 2.3035e-06 | 8:41 | 0.022719 | 2.25 | 0.011359 | 1.13 | 0.0056796 | 0.57 | 0.0011359 | 0.11 | 0.011359 | 1.13 | 0.0056796 | 0.57 | 0.0028398 | 0.28 | 0.00056796 | 0.06 | 0.0056796 | 0.57 | 0.0028398 | 0.28 | 0.0014199 | 0.14 | 0.00028398 | 0.03 | 0.0011359 | 0.11 | 0.00056796 | 0.06 | 0.00028398 | 0.03 | 5.6796e-05 | 0.01
30 | 30 | 0 | 1 | 0 | 29 | 0.025238 | 0.5291 | 1.38 | 0.52905 | 4.6069e-05 | 20.9627 | 0 | 0 | 877.078 | 480 | 0.012619 | 0.26455 | 0.26453 | 2.3035e-05 | 0.0063095 | 0.13228 | 0.13226 | 1.1517e-05 | 0.0012619 | 0.026455 | 0.026453 | 2.3035e-06 | 8:42 | 0.023009 | 2.27 | 0.011504 | 1.14 | 0.0057522 | 0.57 | 0.0011504 | 0.11 | 0.011504 | 1.14 | 0.0057522 | 0.57 | 0.0028761 | 0.29 | 0.00057522 | 0.06 | 0.0057522 | 0.57 | 0.0028761 | 0.29 | 0.001438 | 0.14 | 0.00028761 | 0.03 | 0.0011504 | 0.11 | 0.00057522 | 0.06 | 0.00028761 | 0.03 | 5.7522e-05 | 0.01
30 | 30 | 0 | 1 | 0 | 29 | 0.025238 | 0.5291 | 1.38 | 0.52905 | 4.6069e-05 | 20.9627 | 0 | 0 | 877.078 | 480 | 0.012619 | 0.26455 | 0.26453 | 2.3035e-05 | 0.0063095 | 0.13228 | 0.13226 | 1.1517e-05 | 0.0012619 | 0.026455 | 0.026453 | 2.3035e-06 | 8:42 | 0.023299 | 2.3 | 0.01165 | 1.16 | 0.0058248 | 0.58 | 0.001165 | 0.12 | 0.01165 | 1.16 | 0.0058248 | 0.58 | 0.0029124 | 0.29 | 0.00058248 | 0.06 | 0.0058248 | 0.58 | 0.0029124 | 0.29 | 0.0014562 | 0.15 | 0.00029124 | 0.03 | 0.001165 | 0.12 | 0.00058248 | 0.06 | 0.00029124 | 0.03 | 5.8248e-05 | 0.01
30 | 30 | 0 | 1 | 0 | 29 | 0.025238 | 0.5291 | 1.38 | 0.52905 | 4.6069e-05 | 20.9627 | 0 | 0 | 877.078 | 480 | 0.012619 | 0.26455 | 0.26453 | 2.3035e-05 | 0.0063095 | 0.13228 | 0.13226 | 1.1517e-05 | 0.0012619 | 0.026455 | 0.026453 | 2.3035e-06 | 8:43 | 0.023589 | 2.33 | 0.011795 | 1.17 | 0.0058973 | 0.59 | 0.0011795 | 0.12 | 0.011795 | 1.17 | 0.0058973 | 0.59 | 0.0029487 | 0.29 | 0.00058973 | 0.06 | 0.0058973 | 0.59 | 0.0029487 | 0.29 | 0.0014743 | 0.15 | 0.00029487 | 0.03 | 0.0011795 | 0.12 | 0.00058973 | 0.06 | 0.00029487 | 0.03 | 5.8973e-05 | 0.01
30 | 30 | 0 | 1 | 0 | 29 | 0.025238 | 0.5291 | 1.38 | 0.52905 | 4.6069e-05 | 20.9627 | 0 | 0 | 877.078 | 480 | 0.012619 | 0.26455 | 0.26453 | 2.3035e-05 | 0.0063095 | 0.13228 | 0.13226 | 1.1517e-05 | 0.0012619 | 0.026455 | 0.026453 | 2.3035e-06 | 8:43 | 0.02388 | 2.36 | 0.01194 | 1.19 | 0.0059699 | 0.6 | 0.001194 | 0.12 | 0.01194 | 1.19 | 0.0059699 | 0.6 | 0.0029849 | 0.3 | 0.00059699 | 0.06 | 0.0059699 | 0.6 | 0.0029849 | 0.3 | 0.0014925 | 0.15 | 0.00029849 | 0.03 | 0.001194 | 0.12 | 0.00059699 | 0.06 | 0.00029849 | 0.03 | 5.9699e-05 | 0.01
30 | 30 | 0 | 1 | 0 | 29 | 0.025238 | 0.5291 | 1.38 | 0.52905 | 4.6069e-05 | 20.9627 | 0 | 0 | 877.078 | 480 | 0.012619 | 0.26455 | 0.26453 | 2.3035e-05 | 0.0063095 | 0.13228 | 0.13226 | 1.1517e-05 | 0.0012619 | 0.026455 | 0.026453 | 2.3035e-06 | 8:44 | 0.02417 | 2.39 | 0.012085 | 1.2 | 0.0060424 | 0.6 | 0.0012085 | 0.12 | 0.012085 | 1.2 | 0.0060424 | 0.6 | 0.0030212 | 0.3 | 0.00060424 | 0.06 | 0.0060424 | 0.6 | 0.0030212 | 0.3 | 0.0015106 | 0.15 | 0.00030212 | 0.03 | 0.0012085 | 0.12 | 0.00060424 | 0.06 | 0.00030212 | 0.03 | 6.0424e-05 | 0.01
30 | 30 | 0 | 1 | 0 | 29 | 0.025238 | 0.5291 | 1.38 | 0.52905 | 4.6069e-05 | 20.9627 | 0 | 0 | 877.078 | 480 | 0.012619 | 0.26455 | 0.26453 | 2.3035e-05 | 0.0063095 | 0.13228 | 0.13226 | 1.1517e-05 | 0.0012619 | 0.026455 | 0.026453 | 2.3035e-06 | 8:44 | 0.02446 | 2.42 | 0.01223 | 1.22 | 0.006115 | 0.61 | 0.001223 | 0.12 | 0.01223 | 1.22 | 0.006115 | 0.61 | 0.0030575 | 0.31 | 0.0006115 | 0.06 | 0.006115 | 0.61 | 0.0030575 | 0.31 | 0.0015287 | 0.15 | 0.00030575 | 0.03 | 0.001223 | 0.12 | 0.0006115 | 0.06 | 0.00030575 | 0.03 | 6.115e-05 | 0.01
30 | 30 | 0 | 1 | 0 | 29 | 0.025238 | 0.5291 | 1.38 | 0.52905 | 4.6069e-05 | 20.9627 | 0 | 0 | 877.078 | 480 | 0.012619 | 0.26455 | 0.26453 | 2.3035e-05 | 0.0063095 | 0.13228 | 0.13226 | 1.1517e-05 | 0.0012619 | 0.026455 | 0.026453 | 2.3035e-06 | 8:45 | 0.02475 | 2.44 | 0.012375 | 1.23 | 0.0061876 | 0.62 | 0.0012375 | 0.12 | 0.012375 | 1.23 | 0.0061876 | 0.62 | 0.0030938 | 0.31 | 0.00061876 | 0.06 | 0.0061876 | 0.62 | 0.0030938 | 0.31 | 0.0015469 | 0.15 | 0.00030938 | 0.03 | 0.0012375 | 0.12 | 0.00061876 | 0.06 | 0.00030938 | 0.03 | 6.1876e-05 | 0.01
30 | 30 | 0 | 1 | 0 | 29 | 0.025238 | 0.5291 | 1.38 | 0.52905 | 4.6069e-05 | 20.9627 | 0 | 0 | 877.078 | 480 | 0.012619 | 0.26455 | 0.26453 | 2.3035e-05 | 0.0063095 | 0.13228 | 0.13226 | 1.1517e-05 | 0.0012619 | 0.026455 | 0.026453 | 2.3035e-06 | 8:45 | 0.02504 | 2.47 | 0.01252 | 1.24 | 0.0062601 | 0.62 | 0.001252 | 0.13 | 0.01252 | 1.24 | 0.0062601 | 0.62 | 0.0031301 | 0.31 | 0.00062601 | 0.06 | 0.0062601 | 0.62 | 0.0031301 | 0.31 | 0.001565 | 0.16 | 0.00031301 | 0.03 | 0.001252 | 0.13 | 0.00062601 | 0.06 | 0.00031301 | 0.03 | 6.2601e-05 | 0.01
30 | 30 | 0 | 1 | 0 | 29 | 0.025238 | 0.5291 | 1.38 | 0.52905 | 4.6069e-05 | 20.9627 | 0 | 0 | 877.078 | 480 | 0.012619 | 0.26455 | 0.26453 | 2.3035e-05 | 0.0063095 | 0.13228 | 0.13226 | 1.1517e-05 | 0.0012619 | 0.026455 | 0.026453 | 2.3035e-06 | 8:46 | 0.025331 | 2.5 | 0.012665 | 1.26 | 0.0063327 | 0.63 | 0.0012665 | 0.13 | 0.012665 | 1.26 | 0.0063327 | 0.63 | 0.0031663 | 0.32 | 0.00063327 | 0.06 | 0.0063327 | 0.63 | 0.0031663 | 0.32 | 0.0015832 | 0.16 | 0.00031663 | 0.03 | 0.0012665 | 0.13 | 0.00063327 | 0.06 | 0.00031663 | 0.03 | 6.3327e-05 | 0.01
30 | 30 | 0 | 1 | 0 | 29 | 0.025238 | 0.5291 | 1.38 | 0.52905 | 4.6069e-05 | 20.9627 | 0 | 0 | 877.078 | 480 | 0.012619 | 0.26455 | 0.26453 | 2.3035e-05 | 0.0063095 | 0.13228 | 0.13226 | 1.1517e-05 | 0.0012619 | 0.026455 | 0.026453 | 2.3035e-06 | 8:46 | 0.025621 | 2.53 | 0.01281 | 1.27 | 0.0064052 | 0.64 | 0.001281 | 0.13 | 0.01281 | 1.27 | 0.0064052 | 0.64 | 0.0032026 | 0.32 | 0.00064052 | 0.06 | 0.0064052 | 0.64 | 0.0032026 | 0.32 | 0.0016013 | 0.16 | 0.00032026 | 0.03 | 0.001281 | 0.13 | 0.00064052 | 0.06 | 0.00032026 | 0.03 | 6.4052e-05 | 0.01
30 | 30 | 0 | 1 | 0 | 29 | 0.025238 | 0.5291 | 1.38 | 0.52905 | 4.6069e-05 | 20.9627 | 0 | 0 | 877.078 | 480 | 0.012619 | 0.26455 | 0.26453 | 2.3035e-05 | 0.0063095 | 0.13228 | 0.13226 | 1.1517e-05 | 0.0012619 | 0.026455 | 0.026453 | 2.3035e-06 | 8:47 | 0.025911 | 2.56 | 0.012956 | 1.29 | 0.0064778 | 0.65 | 0.0012956 | 0.13 | 0.012956 | 1.29 | 0.0064778 | 0.65 | 0.0032389 | 0.32 | 0.00064778 | 0.06 | 0.0064778 | 0.65 | 0.0032389 | 0.32 | 0.0016194 | 0.16 | 0.00032389 | 0.03 | 0.0012956 | 0.13 | 0.00064778 | 0.06 | 0.00032389 | 0.03 | 6.4778e-05 | 0.01
30 | 30 | 0 | 1 | 0 | 29 | 0.025238 | 0.5291 | 1.38 | 0.52905 | 4.6069e-05 | 20.9627 | 0 | 0 | 877.078 | 480 | 0.012619 | 0.26455 | 0.26453 | 2.3035e-05 | 0.0063095 | 0.13228 | 0.13226 | 1.1517e-05 | 0.0012619 | 0.026455 | 0.026453 | 2.3035e-06 | 8:47 | 0.026201 | 2.59 | 0.013101 | 1.3 | 0.0065503 | 0.65 | 0.0013101 | 0.13 | 0.013101 | 1.3 | 0.0065503 | 0.65 | 0.0032752 | 0.33 | 0.00065503 | 0.07 | 0.0065503 | 0.65 | 0.0032752 | 0.33 | 0.0016376 | 0.16 | 0.00032752 | 0.03 | 0.0013101 | 0.13 | 0.00065503 | 0.07 | 0.00032752 | 0.03 | 6.5503e-05 | 0.01
30 | 30 | 0 | 1 | 0 | 29 | 0.025238 | 0.5291 | 1.38 | 0.52905 | 4.6069e-05 | 20.9627 | 0 | 0 | 877.078 | 480 | 0.012619 | 0.26455 | 0.26453 | 2.3035e-05 | 0.0063095 | 0.13228 | 0.13226 | 1.1517e-05 | 0.0012619 | 0.026455 | 0.026453 | 2.3035e-06 | 8:48 | 0.026492 | 2.61 | 0.013246 | 1.32 | 0.0066229 | 0.66 | 0.0013246 | 0.13 | 0.013246 | 1.32 | 0.0066229 | 0.66 | 0.0033115 | 0.33 | 0.00066229 | 0.07 | 0.0066229 | 0.66 | 0.0033115 | 0.33 | 0.0016557 | 0.17 | 0.00033115 | 0.03 | 0.0013246 | 0.13 | 0.00066229 | 0.07 | 0.00033115 | 0.03 | 6.6229e-05 | 0.01
30 | 30 | 0 | 1 | 0 | 29 | 0.025238 | 0.5291 | 1.38 | 0.52905 | 4.6069e-05 | 20.9627 | 0 | 0 | 877.078 | 480 | 0.012619 | 0.26455 | 0.26453 | 2.3035e-05 | 0.0063095 | 0.13228 | 0.13226 | 1.1517e-05 | 0.0012619 | 0.026455 | 0.026453 | 2.3035e-06 | 8:48 | 0.026782 | 2.64 | 0.013391 | 1.33 | 0.0066955 | 0.67 | 0.0013391 | 0.13 | 0.013391 | 1.33 | 0.0066955 | 0.67 | 0.0033477 | 0.33 | 0.00066955 | 0.07 | 0.0066955 | 0.67 | 0.0033477 | 0.33 | 0.0016739 | 0.17 | 0.00033477 | 0.03 | 0.0013391 | 0.13 | 0.00066955 | 0.07 | 0.00033477 | 0.03 | 6.6955e-05 | 0.01
30 | 30 | 0 | 1 | 0 | 29 | 0.025238 | 0.5291 | 1.38 | 0.52905 | 4.6069e-05 | 20.9627 | 0 | 0 | 877.078 | 480 | 0.012619 | 0.26455 | 0.26453 | 2.3035e-05 | 0.0063095 | 0.13228 | 0.13226 | 1.1517e-05 | 0.0012619 | 0.026455 | 0.026453 | 2.3035e-06 | 8:49 | 0.027072 | 2.67 | 0.013536 | 1.34 | 0.006768 | 0.67 | 0.0013536 | 0.14 | 0.013536 | 1.34 | 0.006768 | 0.67 | 0.003384 | 0.34 | 0.0006768 | 0.07 | 0.006768 | 0.67 | 0.003384 | 0.34 | 0.001692 | 0.17 | 0.0003384 | 0.03 | 0.0013536 | 0.14 | 0.0006768 | 0.07 | 0.0003384 | 0.03 | 6.768e-05 | 0.01
30 | 30 | 0 | 1 | 0 | 29 | 0.025238 | 0.5291 | 1.38 | 0.52905 | 4.6069e-05 | 20.9627 | 0 | 0 | 877.078 | 480 | 0.012619 | 0.26455 | 0.26453 | 2.3035e-05 | 0.0063095 | 0.13228 | 0.13226 | 1.1517e-05 | 0.0012619 | 0.026455 | 0.026453 | 2.3035e-06 | 8:49 | 0.027362 | 2.7 | 0.013681 | 1.36 | 0.0068406 | 0.68 | 0.0013681 | 0.14 | 0.013681 | 1.36 | 0.0068406 | 0.68 | 0.0034203 | 0.34 | 0.00068406 | 0.07 | 0.0068406 | 0.68 | 0.0034203 | 0.34 | 0.0017101 | 0.17 | 0.00034203 | 0.03 | 0.0013681 | 0.14 | 0.00068406 | 0.07 | 0.00034203 | 0.03 | 6.8406e-05 | 0.01
30 | 30 | 0 | 1 | 0 | 29 | 0.025238 | 0.5291 | 1.38 | 0.52905 | 4.6069e-05 | 20.9627 | 0 | 0 | 877.078 | 480 | 0.012619 | 0.26455 | 0.26453 | 2.3035e-05 | 0.0063095 | 0.13228 | 0.13226 | 1.1517e-05 | 0.0012619 | 0.026455 | 0.026453 | 2.3035e-06 | 8:50 | 0.027653 | 2.73 | 0.013826 | 1.37 | 0.0069131 | 0.69 | 0.0013826 | 0.14 | 0.013826 | 1.37 | 0.0069131 | 0.69 | 0.0034566 | 0.35 | 0.00069131 | 0.07 | 0.0069131 | 0.69 | 0.0034566 | 0.35 | 0.0017283 | 0.17 | 0.00034566 | 0.03 | 0.0013826 | 0.14 | 0.00069131 | 0.07 | 0.00034566 | 0.03 | 6.9131e-05 | 0.01
30 | 30 | 0 | 1 | 0 | 29 | 0.025238 | 0.5291 | 1.38 | 0.52905 | 4.6069e-05 | 20.9627 | 0 | 0 | 877.078 | 480 | 0.012619 | 0.26455 | 0.26453 | 2.3035e-05 | 0.0063095 | 0.13228 | 0.13226 | 1.1517e-05 | 0.0012619 | 0.026455 | 0.026453 | 2.3035e-06 | 8:50 | 0.027943 | 2.76 | 0.013971 | 1.39 | 0.0069857 | 0.7 | 0.0013971 | 0.14 | 0.013971 | 1.39 | 0.0069857 | 0.7 | 0.0034929 | 0.35 | 0.00069857 | 0.07 | 0.0069857 | 0.7 | 0.0034929 | 0.35 | 0.0017464 | 0.17 | 0.00034929 | 0.03 | 0.0013971 | 0.14 | 0.00069857 | 0.07 | 0.00034929 | 0.03 | 6.9857e-05 | 0.01
30 | 30 | 0 | 1 | 0 | 29 | 0.025238 | 0.5291 | 1.38 | 0.52905 | 4.6069e-05 | 20.9627 | 0 | 0 | 877.078 | 480 | 0.012619 | 0.26455 | 0.26453 | 2.3035e-05 | 0.0063095 | 0.13228 | 0.13226 | 1.1517e-05 | 0.0012619 | 0.026455 | 0.026453 | 2.3035e-06 | 8:51 | 0.028233 | 2.78 | 0.014117 | 1.4 | 0.0070583 | 0.7 | 0.0014117 | 0.14 | 0.014117 | 1.4 | 0.0070583 | 0.7 | 0.0035291 | 0.35 | 0.00070583 | 0.07 | 0.0070583 | 0.7 | 0.0035291 | 0.35 | 0.0017646 | 0.18 | 0.00035291 | 0.04 | 0.0014117 | 0.14 | 0.00070583 | 0.07 | 0.00035291 | 0.04 | 7.0583e-05 | 0.01
30 | 30 | 0 | 1 | 0 | 29 | 0.025238 | 0.5291 | 1.38 | 0.52905 | 4.6069e-05 | 20.9627 | 0 | 0 | 877.078 | 480 | 0.012619 | 0.26455 | 0.26453 | 2.3035e-05 | 0.0063095 | 0.13228 | 0.13226 | 1.1517e-05 | 0.0012619 | 0.026455 | 0.026453 | 2.3035e-06 | 8:51 | 0.028523 | 2.81 | 0.014262 | 1.42 | 0.0071308 | 0.71 | 0.0014262 | 0.14 | 0.014262 | 1.42 | 0.0071308 | 0.71 | 0.0035654 | 0.36 | 0.00071308 | 0.07 | 0.0071308 | 0.71 | 0.0035654 | 0.36 | 0.0017827 | 0.18 | 0.00035654 | 0.04 | 0.0014262 | 0.14 | 0.00071308 | 0.07 | 0.00035654 | 0.04 | 7.1308e-05 | 0.01
30 | 30 | 0 | 1 | 0 | 29 | 0.025238 | 0.5291 | 1.38 | 0.52905 | 4.6069e-05 | 20.9627 | 0 | 0 | 877.078 | 480 | 0.012619 | 0.26455 | 0.26453 | 2.3035e-05 | 0.0063095 | 0.13228 | 0.13226 | 1.1517e-05 | 0.0012619 | 0.026455 | 0.026453 | 2.3035e-06 | 8:52 | 0.028814 | 2.84 | 0.014407 | 1.43 | 0.0072034 | 0.72 | 0.0014407 | 0.14 | 0.014407 | 1.43 | 0.0072034 | 0.72 | 0.0036017 | 0.36 | 0.00072034 | 0.07 | 0.0072034 | 0.72 | 0.0036017 | 0.36 | 0.0018008 | 0.18 | 0.00036017 | 0.04 | 0.0014407 | 0.14 | 0.00072034 | 0.07 | 0.00036017 | 0.04 | 7.2034e-05 | 0.01
30 | 30 | 0 | 1 | 0 | 29 | 0.025238 | 0.5291 | 1.38 | 0.52905 | 4.6069e-05 | 20.9627 | 0 | 0 | 877.078 | 480 | 0.012619 | 0.26455 | 0.26453 | 2.3035e-05 | 0.0063095 | 0.13228 | 0.13226 | 1.1517e-05 | 0.0012619 | 0.026455 | 0.026453 | 2.3035e-06 | 8:52 | 0.029104 | 2.87 | 0.014552 | 1.44 | 0.0072759 | 0.72 | 0.0014552 | 0.15 | 0.014552 | 1.44 | 0.0072759 | 0.72 | 0.003638 | 0.36 | 0.00072759 | 0.07 | 0.0072759 | 0.72 | 0.003638 | 0.36 | 0.001819 | 0.18 | 0.0003638 | 0.04 | 0.0014552 | 0.15 | 0.00072759 | 0.07 | 0.0003638 | 0.04 | 7.2759e-05 | 0.01
30 | 30 | 0 | 1 | 0 | 29 | 0.025238 | 0.5291 | 1.38 | 0.52905 | 4.6069e-05 | 20.9627 | 0 | 0 | 877.078 | 480 | 0.012619 | 0.26455 | 0.26453 | 2.3035e-05 | 0.0063095 | 0.13228 | 0.13226 | 1.1517e-05 | 0.0012619 | 0.026455 | 0.026453 | 2.3035e-06 | 8:53 | 0.029394 | 2.9 | 0.014697 | 1.46 | 0.0073485 | 0.73 | 0.0014697 | 0.15 | 0.014697 | 1.46 | 0.0073485 | 0.73 | 0.0036742 | 0.37 | 0.00073485 | 0.07 | 0.0073485 | 0.73 | 0.0036742 | 0.37 | 0.0018371 | 0.18 | 0.00036742 | 0.04 | 0.0014697 | 0.15 | 0.00073485 | 0.07 | 0.00036742 | 0.04 | 7.3485e-05 | 0.01
30 | 30 | 0 | 1 | 0 | 29 | 0.025238 | 0.5291 | 1.38 | 0.52905 | 4.6069e-05 | 20.9627 | 0 | 0 | 877.078 | 480 | 0.012619 | 0.26455 | 0.26453 | 2.3035e-05 | 0.0063095 | 0.13228 | 0.13226 | 1.1517e-05 | 0.0012619 | 0.026455 | 0.026453 | 2.3035e-06 | 8:53 | 0.029684 | 2.92 | 0.014842 | 1.47 | 0.0074211 | 0.74 | 0.0014842 | 0.15 | 0.014842 | 1.47 | 0.0074211 | 0.74 | 0.0037105 | 0.37 | 0.00074211 | 0.07 | 0.0074211 | 0.74 | 0.0037105 | 0.37 | 0.0018553 | 0.19 | 0.00037105 | 0.04 | 0.0014842 | 0.15 | 0.00074211 | 0.07 | 0.00037105 | 0.04 | 7.4211e-05 | 0.01
30 | 30 | 0 | 1 | 0 | 29 | 0.025238 | 0.5291 | 1.38 | 0.52905 | 4.6069e-05 | 20.9627 | 0 | 0 | 877.078 | 480 | 0.012619 | 0.26455 | 0.26453 | 2.3035e-05 | 0.0063095 | 0.13228 | 0.13226 | 1.1517e-05 | 0.0012619 | 0.026455 | 0.026453 | 2.3035e-06 | 8:54 | 0.029974 | 2.95 | 0.014987 | 1.49 | 0.0074936 | 0.75 | 0.0014987 | 0.15 | 0.014987 | 1.49 | 0.0074936 | 0.75 | 0.0037468 | 0.37 | 0.00074936 | 0.07 | 0.0074936 | 0.75 | 0.0037468 | 0.37 | 0.0018734 | 0.19 | 0.00037468 | 0.04 | 0.0014987 | 0.15 | 0.00074936 | 0.07 | 0.00037468 | 0.04 | 7.4936e-05 | 0.01
30 | 30 | 0 | 1 | 0 | 29 | 0.025238 | 0.5291 | 1.38 | 0.52905 | 4.6069e-05 | 20.9627 | 0 | 0 | 877.078 | 480 | 0.012619 | 0.26455 | 0.26453 | 2.3035e-05 | 0.0063095 | 0.13228 | 0.13226 | 1.1517e-05 | 0.0012619 | 0.026455 | 0.026453 | 2.3035e-06 | 8:54 | 0.030265 | 2.98 | 0.015132 | 1.5 | 0.0075662 | 0.75 | 0.0015132 | 0.15 | 0.015132 | 1.5 | 0.0075662 | 0.75 | 0.0037831 | 0.38 | 0.00075662 | 0.08 | 0.0075662 | 0.75 | 0.0037831 | 0.38 | 0.0018915 | 0.19 | 0.00037831 | 0.04 | 0.0015132 | 0.15 | 0.00075662 | 0.08 | 0.00037831 | 0.04 | 7.5662e-05 | 0.01
30 | 30 | 0 | 1 | 0 | 29 | 0.025238 | 0.5291 | 1.38 | 0.52905 | 4.6069e-05 | 20.9627 | 0 | 0 | 877.078 | 480 | 0.012619 | 0.26455 | 0.26453 | 2.3035e-05 | 0.0063095 | 0.13228 | 0.13226 | 1.1517e-05 | 0.0012619 | 0.026455 | 0.026453 | 2.3035e-06 | 8:55 | 0.030555 | 3.01 | 0.015277 | 1.52 | 0.0076387 | 0.76 | 0.0015277 | 0.15 | 0.015277 | 1.52 | 0.0076387 | 0.76 | 0.0038194 | 0.38 | 0.00076387 | 0.08 | 0.0076387 | 0.76 | 0.0038194 | 0.38 | 0.0019097 | 0.19 | 0.00038194 | 0.04 | 0.0015277 | 0.15 | 0.00076387 | 0.08 | 0.00038194 | 0.04 | 7.6387e-05 | 0.01
30 | 30 | 0 | 1 | 0 | 29 | 0.025238 | 0.5291 | 1.38 | 0.52905 | 4.6069e-05 | 20.9627 | 0 | 0 | 877.078 | 480 | 0.012619 | 0.26455 | 0.26453 | 2.3035e-05 | 0.0063095 | 0.13228 | 0.13226 | 1.1517e-05 | 0.0012619 | 0.026455 | 0.026453 | 2.3035e-06 | 8:55 | 0.030845 | 3.04 | 0.015423 | 1.53 | 0.0077113 | 0.77 | 0.0015423 | 0.15 | 0.015423 | 1.53 | 0.0077113 | 0.77 | 0.0038556 | 0.38 | 0.00077113 | 0.08 | 0.0077113 | 0.77 | 0.0038556 | 0.38 | 0.0019278 | 0.19 | 0.00038556 | 0.04 | 0.0015423 | 0.15 | 0.00077113 | 0.08 | 0.00038556 | 0.04 | 7.7113e-05 | 0.01
30 | 30 | 0 | 1 | 0 | 29 | 0.025238 | 0.5291 | 1.38 | 0.52905 | 4.6069e-05 | 20.9627 | 0 | 0 | 877.078 | 480 | 0.012619 | 0.26455 | 0.26453 | 2.3035e-05 | 0.0063095 | 0.13228 | 0.13226 | 1.1517e-05 | 0.0012619 | 0.026455 | 0.026453 | 2.3035e-06 | 8:56 | 0.031135 | 3.07 | 0.015568 | 1.54 | 0.0077839 | 0.78 | 0.0015568 | 0.16 | 0.015568 | 1.54 | 0.0077839 | 0.78 | 0.0038919 | 0.39 | 0.00077839 | 0.08 | 0.0077839 | 0.78 | 0.0038919 | 0.39 | 0.001946 | 0.19 | 0.00038919 | 0.04 | 0.0015568 | 0.16 | 0.00077839 | 0.08 | 0.00038919 | 0.04 | 7.7839e-05 | 0.01
30 | 30 | 0 | 1 | 0 | 29 | 0.025238 | 0.5291 | 1.38 | 0.52905 | 4.6069e-05 | 20.9627 | 0 | 0 | 877.078 | 480 | 0.012619 | 0.26455 | 0.26453 | 2.3035e-05 | 0.0063095 | 0.13228 | 0.13226 | 1.1517e-05 | 0.0012619 | 0.026455 | 0.026453 | 2.3035e-06 | 8:56 | 0.031426 | 3.09 | 0.015713 | 1.56 | 0.0078564 | 0.78 | 0.0015713 | 0.16 | 0.015713 | 1.56 | 0.0078564 | 0.78 | 0.0039282 | 0.39 | 0.00078564 | 0.08 | 0.0078564 | 0.78 | 0.0039282 | 0.39 | 0.0019641 | 0.2 | 0.00039282 | 0.04 | 0.0015713 | 0.16 | 0.00078564 | 0.08 | 0.00039282 | 0.04 | 7.8564e-05 | 0.01
30 | 30 | 0 | 1 | 0 | 29 | 0.025238 | 0.5291 | 1.38 | 0.52905 | 4.6069e-05 | 20.9627 | 0 | 0 | 877.078 | 480 | 0.012619 | 0.26455 | 0.26453 | 2.3035e-05 | 0.0063095 | 0.13228 | 0.13226 | 1.1517e-05 | 0.0012619 | 0.026455 | 0.026453 | 2.3035e-06 | 8:57 | 0.031716 | 3.12 | 0.015858 | 1.57 | 0.007929 | 0.79 | 0.0015858 | 0.16 | 0.015858 | 1.57 | 0.007929 | 0.79 | 0.0039645 | 0.4 | 0.0007929 | 0.08 | 0.007929 | 0.79 | 0.0039645 | 0.4 | 0.0019822 | 0.2 | 0.00039645 | 0.04 | 0.0015858 | 0.16 | 0.0007929 | 0.08 | 0.00039645 | 0.04 | 7.929e-05 | 0.01
30 | 30 | 0 | 1 | 0 | 29 | 0.025238 | 0.5291 | 1.38 | 0.52905 | 4.6069e-05 | 20.9627 | 0 | 0 | 877.078 | 480 | 0.012619 | 0.26455 | 0.26453 | 2.3035e-05 | 0.0063095 | 0.13228 | 0.13226 | 1.1517e-05 | 0.0012619 | 0.026455 | 0.026453 | 2.3035e-06 | 8:57 | 0.032006 | 3.15 | 0.016003 | 1.59 | 0.0080015 | 0.8 | 0.0016003 | 0.16 | 0.016003 | 1.59 | 0.0080015 | 0.8 | 0.0040008 | 0.4 | 0.00080015 | 0.08 | 0.0080015 | 0.8 | 0.0040008 | 0.4 | 0.0020004 | 0.2 | 0.00040008 | 0.04 | 0.0016003 | 0.16 | 0.00080015 | 0.08 | 0.00040008 | 0.04 | 8.0015e-05 | 0.01
30 | 30 | 0 | 1 | 0 | 29 | 0.025238 | 0.5291 | 1.38 | 0.52905 | 4.6069e-05 | 20.9627 | 0 | 0 | 877.078 | 480 | 0.012619 | 0.26455 | 0.26453 | 2.3035e-05 | 0.0063095 | 0.13228 | 0.13226 | 1.1517e-05 | 0.0012619 | 0.026455 | 0.026453 | 2.3035e-06 | 8:58 | 0.032296 | 3.18 | 0.016148 | 1.6 | 0.0080741 | 0.8 | 0.0016148 | 0.16 | 0.016148 | 1.6 | 0.0080741 | 0.8 | 0.004037 | 0.4 | 0.00080741 | 0.08 | 0.0080741 | 0.8 | 0.004037 | 0.4 | 0.0020185 | 0.2 | 0.0004037 | 0.04 | 0.0016148 | 0.16 | 0.00080741 | 0.08 | 0.0004037 | 0.04 | 8.0741e-05 | 0.01
30 | 30 | 0 | 1 | 0 | 29 | 0.025238 | 0.5291 | 1.38 | 0.52905 | 4.6069e-05 | 20.9627 | 0 | 0 | 877.078 | 480 | 0.012619 | 0.26455 | 0.26453 | 2.3035e-05 | 0.0063095 | 0.13228 | 0.13226 | 1.1517e-05 | 0.0012619 | 0.026455 | 0.026453 | 2.3035e-06 | 8:58 | 0.032587 | 3.21 | 0.016293 | 1.62 | 0.0081466 | 0.81 | 0.0016293 | 0.16 | 0.016293 | 1.62 | 0.0081466 | 0.81 | 0.0040733 | 0.41 | 0.00081466 | 0.08 | 0.0081466 | 0.81 | 0.0040733 | 0.41 | 0.0020367 | 0.2 | 0.00040733 | 0.04 | 0.0016293 | 0.16 | 0.00081466 | 0.08 | 0.00040733 | 0.04 | 8.1466e-05 | 0.01
30 | 30 | 0 | 1 | 0 | 29 | 0.025238 | 0.5291 | 1.38 | 0.52905 | 4.6069e-05 | 20.9627 | 0 | 0 | 877.078 | 480 | 0.012619 | 0.26455 | 0.26453 | 2.3035e-05 | 0.0063095 | 0.13228 | 0.13226 | 1.1517e-05 | 0.0012619 | 0.026455 | 0.026453 | 2.3035e-06 | 8:59 | 0.032877 | 3.23 | 0.016438 | 1.63 | 0.0082192 | 0.82 | 0.0016438 | 0.16 | 0.016438 | 1.63 | 0.0082192 | 0.82 | 0.0041096 | 0.41 | 0.00082192 | 0.08 | 0.0082192 | 0.82 | 0.0041096 | 0.41 | 0.0020548 | 0.21 | 0.00041096 | 0.04 | 0.0016438 | 0.16 | 0.00082192 | 0.08 | 0.00041096 | 0.04 | 8.2192e-05 | 0.01
30 | 30 | 0 | 1 | 0 | 29 | 0.025238 | 0.5291 | 1.38 | 0.52905 | 4.6069e-05 | 20.9627 | 0 | 0 | 877.078 | 480 | 0.012619 | 0.26455 | 0.26453 | 2.3035e-05 | 0.0063095 | 0.13228 | 0.13226 | 1.1517e-05 | 0.0012619 | 0.026455 | 0.026453 | 2.3035e-06 | 8:59 | 0.033167 | 3.26 | 0.016584 | 1.64 | 0.0082918 | 0.83 | 0.0016584 | 0.17 | 0.016584 | 1.64 | 0.0082918 | 0.83 | 0.0041459 | 0.41 | 0.00082918 | 0.08 | 0.0082918 | 0.83 | 0.0041459 | 0.41 | 0.0020729 | 0.21 | 0.00041459 | 0.04 | 0.0016584 | 0.17 | 0.00082918 | 0.08 | 0.00041459 | 0.04 | 8.2918e-05 | 0.01
30 | 30 | 0 | 1 | 0 | 29 | 0.025238 | 0.5291 | 1.38 | 0.52905 | 4.6069e-05 | 20.9627 | 0 | 0 | 877.078 | 480 | 0.012619 | 0.26455 | 0.26453 | 2.3035e-05 | 0.0063095 | 0.13228 | 0.13226 | 1.1517e-05 | 0.0012619 | 0.026455 | 0.026453 | 2.3035e-06 | 9:00 | 0.033457 | 3.29 | 0.016729 | 1.66 | 0.0083643 | 0.83 | 0.0016729 | 0.17 | 0.016729 | 1.66 | 0.0083643 | 0.83 | 0.0041822 | 0.42 | 0.00083643 | 0.08 | 0.0083643 | 0.83 | 0.0041822 | 0.42 | 0.0020911 | 0.21 | 0.00041822 | 0.04 | 0.0016729 | 0.17 | 0.00083643 | 0.08 | 0.00041822 | 0.04 | 8.3643e-05 | 0.01
30 | 30 | 0 | 1 | 0 | 29 | 0.025238 | 0.5291 | 1.38 | 0.52905 | 4.6069e-05 | 20.9627 | 0 | 0 | 877.078 | 480 | 0.012619 | 0.26455 | 0.26453 | 2.3035e-05 | 0.0063095 | 0.13228 | 0.13226 | 1.1517e-05 | 0.0012619 | 0.026455 | 0.026453 | 2.3035e-06 | 9:00 | 0.033748 | 3.32 | 0.016874 | 1.67 | 0.0084369 | 0.84 | 0.0016874 | 0.17 | 0.016874 | 1.67 | 0.0084369 | 0.84 | 0.0042184 | 0.42 | 0.00084369 | 0.08 | 0.0084369 | 0.84 | 0.0042184 | 0.42 | 0.0021092 | 0.21 | 0.00042184 | 0.04 | 0.0016874 | 0.17 | 0.00084369 | 0.08 | 0.00042184 | 0.04 | 8.4369e-05 | 0.01
30 | 30 | 0 | 1 | 0 | 29 | 0.025238 | 0.5291 | 1.38 | 0.52905 | 4.6069e-05 | 20.9627 | 0 | 0 | 877.078 | 480 | 0.012619 | 0.26455 | 0.26453 | 2.3035e-05 | 0.0063095 | 0.13228 | 0.13226 | 1.1517e-05 | 0.0012619 | 0.026455 | 0.026453 | 2.3035e-06 | 9:01 | 0.034038 | 3.35 | 0.017019 | 1.69 | 0.0085094 | 0.85 | 0.0017019 | 0.17 | 0.017019 | 1.69 | 0.0085094 | 0.85 | 0.0042547 | 0.42 | 0.00085094 | 0.09 | 0.0085094 | 0.85 | 0.0042547 | 0.42 | 0.0021274 | 0.21 | 0.00042547 | 0.04 | 0.0017019 | 0.17 | 0.00085094 | 0.09 | 0.00042547 | 0.04 | 8.5094e-05 | 0.01
30 | 30 | 0 | 1 | 0 | 29 | 0.025238 | 0.5291 | 1.38 | 0.52905 | 4.6069e-05 | 20.9627 | 0 | 0 | 877.078 | 480 | 0.012619 | 0.26455 | 0.26453 | 2.3035e-05 | 0.0063095 | 0.13228 | 0.13226 | 1.1517e-05 | 0.0012619 | 0.026455 | 0.026453 | 2.3035e-06 | 9:01 | 0.034328 | 3.37 | 0.017164 | 1.7 | 0.008582 | 0.85 | 0.0017164 | 0.17 | 0.017164 | 1.7 | 0.008582 | 0.85 | 0.004291 | 0.43 | 0.0008582 | 0.09 | 0.008582 | 0.85 | 0.004291 | 0.43 | 0.0021455 | 0.21 | 0.0004291 | 0.04 | 0.0017164 | 0.17 | 0.0008582 | 0.09 | 0.0004291 | 0.04 | 8.582e-05 | 0.01
30 | 30 | 0 | 1 | 0 | 29 | 0.025238 | 0.5291 | 1.38 | 0.52905 | 4.6069e-05 | 20.9627 | 0 | 0 | 877.078 | 480 | 0.012619 | 0.26455 | 0.26453 | 2.3035e-05 | 0.0063095 | 0.13228 | 0.13226 | 1.1517e-05 | 0.0012619 | 0.026455 | 0.026453 | 2.3035e-06 | 9:02 | 0.034618 | 3.4 | 0.017309 | 1.72 | 0.0086546 | 0.86 | 0.0017309 | 0.17 | 0.017309 | 1.72 | 0.0086546 | 0.86 | 0.0043273 | 0.43 | 0.00086546 | 0.09 | 0.0086546 | 0.86 | 0.0043273 | 0.43 | 0.0021636 | 0.22 | 0.00043273 | 0.04 | 0.0017309 | 0.17 | 0.00086546 | 0.09 | 0.00043273 | 0.04 | 8.6546e-05 | 0.01
30 | 30 | 0 | 1 | 0 | 29 | 0.025238 | 0.5291 | 1.38 | 0.52905 | 4.6069e-05 | 20.9627 | 0 | 0 | 877.078 | 480 | 0.012619 | 0.26455 | 0.26453 | 2.3035e-05 | 0.0063095 | 0.13228 | 0.13226 | 1.1517e-05 | 0.0012619 | 0.026455 | 0.026453 | 2.3035e-06 | 9:02 | 0.034908 | 3.43 | 0.017454 | 1.73 | 0.0087271 | 0.87 | 0.0017454 | 0.17 | 0.017454 | 1.73 | 0.0087271 | 0.87 | 0.0043636 | 0.44 | 0.00087271 | 0.09 | 0.0087271 | 0.87 | 0.0043636 | 0.44 | 0.0021818 | 0.22 | 0.00043636 | 0.04 | 0.0017454 | 0.17 | 0.00087271 | 0.09 | 0.00043636 | 0.04 | 8.7271e-05 | 0.01
30 | 30 | 0 | 1 | 0 | 29 | 0.025238 | 0.5291 | 1.38 | 0.52905 | 4.6069e-05 | 20.9627 | 0 | 0 | 877.078 | 480 | 0.012619 | 0.26455 | 0.26453 | 2.3035e-05 | 0.0063095 | 0.13228 | 0.13226 | 1.1517e-05 | 0.0012619 | 0.026455 | 0.026453 | 2.3035e-06 | 9:03 | 0.035199 | 3.46 | 0.017599 | 1.74 | 0.0087997 | 0.88 | 0.0017599 | 0.18 | 0.017599 | 1.74 | 0.0087997 | 0.88 | 0.0043998 | 0.44 | 0.00087997 | 0.09 | 0.0087997 | 0.88 | 0.0043998 | 0.44 | 0.0021999 | 0.22 | 0.00043998 | 0.04 | 0.0017599 | 0.18 | 0.00087997 | 0.09 | 0.00043998 | 0.04 | 8.7997e-05 | 0.01
30 | 30 | 0 | 1 | 0 | 29 | 0.025238 | 0.5291 | 1.38 | 0.52905 | 4.6069e-05 | 20.9627 | 0 | 0 | 877.078 | 480 | 0.012619 | 0.26455 | 0.26453 | 2.3035e-05 | 0.0063095 | 0.13228 | 0.13226 | 1.1517e-05 | 0.0012619 | 0.026455 | 0.026453 | 2.3035e-06 | 9:03 | 0.035489 | 3.49 | 0.017744 | 1.76 | 0.0088722 | 0.88 | 0.0017744 | 0.18 | 0.017744 | 1.76 | 0.0088722 | 0.88 | 0.0044361 | 0.44 | 0.00088722 | 0.09 | 0.0088722 | 0.88 | 0.0044361 | 0.44 | 0.0022181 | 0.22 | 0.00044361 | 0.04 | 0.0017744 | 0.18 | 0.00088722 | 0.09 | 0.00044361 | 0.04 | 8.8722e-05 | 0.01
30 | 30 | 0 | 1 | 0 | 29 | 0.025238 | 0.5291 | 1.38 | 0.52905 | 4.6069e-05 | 20.9627 | 0 | 0 | 877.078 | 480 | 0.012619 | 0.26455 | 0.26453 | 2.3035e-05 | 0.0063095 | 0.13228 | 0.13226 | 1.1517e-05 | 0.0012619 | 0.026455 | 0.026453 | 2.3035e-06 | 9:04 | 0.035779 | 3.51 | 0.01789 | 1.77 | 0.0089448 | 0.89 | 0.001789 | 0.18 | 0.01789 | 1.77 | 0.0089448 | 0.89 | 0.0044724 | 0.45 | 0.00089448 | 0.09 | 0.0089448 | 0.89 | 0.0044724 | 0.45 | 0.0022362 | 0.22 | 0.00044724 | 0.04 | 0.001789 | 0.18 | 0.00089448 | 0.09 | 0.00044724 | 0.04 | 8.9448e-05 | 0.01
30 | 30 | 0 | 1 | 0 | 29 | 0.025238 | 0.5291 | 1.38 | 0.52905 | 4.6069e-05 | 20.9627 | 0 | 0 | 877.078 | 480 | 0.012619 | 0.26455 | 0.26453 | 2.3035e-05 | 0.0063095 | 0.13228 | 0.13226 | 1.1517e-05 | 0.0012619 | 0.026455 | 0.026453 | 2.3035e-06 | 9:04 | 0.036069 | 3.54 | 0.018035 | 1.79 | 0.0090174 | 0.9 | 0.0018035 | 0.18 | 0.018035 | 1.79 | 0.0090174 | 0.9 | 0.0045087 | 0.45 | 0.00090174 | 0.09 | 0.0090174 | 0.9 | 0.0045087 | 0.45 | 0.0022543 | 0.23 | 0.00045087 | 0.05 | 0.0018035 | 0.18 | 0.00090174 | 0.09 | 0.00045087 | 0.05 | 9.0174e-05 | 0.01
30 | 30 | 0 | 1 | 0 | 29 | 0.025238 | 0.5291 | 1.38 | 0.52905 | 4.6069e-05 | 20.9627 | 0 | 0 | 877.078 | 480 | 0.012619 | 0.26455 | 0.26453 | 2.3035e-05 | 0.0063095 | 0.13228 | 0.13226 | 1.1517e-05 | 0.0012619 | 0.026455 | 0.026453 | 2.3035e-06 | 9:05 | 0.03636 | 3.57 | 0.01818 | 1.8 | 0.0090899 | 0.9 | 0.001818 | 0.18 | 0.01818 | 1.8 | 0.0090899 | 0.9 | 0.004545 | 0.45 | 0.00090899 | 0.09 | 0.0090899 | 0.9 | 0.004545 | 0.45 | 0.0022725 | 0.23 | 0.0004545 | 0.05 | 0.001818 | 0.18 | 0.00090899 | 0.09 | 0.0004545 | 0.05 | 9.0899e-05 | 0.01
30 | 30 | 0 | 1 | 0 | 29 | 0.025238 | 0.5291 | 1.38 | 0.52905 | 4.6069e-05 | 20.9627 | 0 | 0 | 877.078 | 480 | 0.012619 | 0.26455 | 0.26453 | 2.3035e-05 | 0.0063095 | 0.13228 | 0.13226 | 1.1517e-05 | 0.0012619 | 0.026455 | 0.026453 | 2.3035e-06 | 9:05 | 0.03665 | 3.6 | 0.018325 | 1.82 | 0.0091625 | 0.91 | 0.0018325 | 0.18 | 0.018325 | 1.82 | 0.0091625 | 0.91 | 0.0045812 | 0.46 | 0.00091625 | 0.09 | 0.0091625 | 0.91 | 0.0045812 | 0.46 | 0.0022906 | 0.23 | 0.00045812 | 0.05 | 0.0018325 | 0.18 | 0.00091625 | 0.09 | 0.00045812 | 0.05 | 9.1625e-05 | 0.01
30 | 30 | 0 | 1 | 0 | 29 | 0.025238 | 0.5291 | 1.38 | 0.52905 | 4.6069e-05 | 20.9627 | 0 | 0 | 877.078 | 480 | 0.012619 | 0.26455 | 0.26453 | 2.3035e-05 | 0.0063095 | 0.13228 | 0.13226 | 1.1517e-05 | 0.0012619 | 0.026455 | 0.026453 | 2.3035e-06 | 9:06 | 0.03694 | 3.63 | 0.01847 | 1.83 | 0.009235 | 0.92 | 0.001847 | 0.18 | 0.01847 | 1.83 | 0.009235 | 0.92 | 0.0046175 | 0.46 | 0.0009235 | 0.09 | 0.009235 | 0.92 | 0.0046175 | 0.46 | 0.0023088 | 0.23 | 0.00046175 | 0.05 | 0.001847 | 0.18 | 0.0009235 | 0.09 | 0.00046175 | 0.05 | 9.235e-05 | 0.01
30 | 30 | 0 | 1 | 0 | 29 | 0.025238 | 0.5291 | 1.38 | 0.52905 | 4.6069e-05 | 20.9627 | 0 | 0 | 877.078 | 480 | 0.012619 | 0.26455 | 0.26453 | 2.3035e-05 | 0.0063095 | 0.13228 | 0.13226 | 1.1517e-05 | 0.0012619 | 0.026455 | 0.026453 | 2.3035e-06 | 9:06 | 0.03723 | 3.65 | 0.018615 | 1.84 | 0.0093076 | 0.93 | 0.0018615 | 0.19 | 0.018615 | 1.84 | 0.0093076 | 0.93 | 0.0046538 | 0.46 | 0.00093076 | 0.09 | 0.0093076 | 0.93 | 0.0046538 | 0.46 | 0.0023269 | 0.23 | 0.00046538 | 0.05 | 0.0018615 | 0.19 | 0.00093076 | 0.09 | 0.00046538 | 0.05 | 9.3076e-05 | 0.01
30 | 30 | 0 | 1 | 0 | 29 | 0.025238 | 0.5291 | 1.38 | 0.52905 | 4.6069e-05 | 20.9627 | 0 | 0 | 877.078 | 480 | 0.012619 | 0.26455 | 0.26453 | 2.3035e-05 | 0.0063095 | 0.13228 | 0.13226 | 1.1517e-05 | 0.0012619 | 0.026455 | 0.026453 | 2.3035e-06 | 9:07 | 0.037521 | 3.68 | 0.01876 | 1.86 | 0.0093802 | 0.93 | 0.001876 | 0.19 | 0.01876 | 1.86 | 0.0093802 | 0.93 | 0.0046901 | 0.47 | 0.00093802 | 0.09 | 0.0093802 | 0.93 | 0.0046901 | 0.47 | 0.002345 | 0.23 | 0.00046901 | 0.05 | 0.001876 | 0.19 | 0.00093802 | 0.09 | 0.00046901 | 0.05 | 9.3802e-05 | 0.01
30 | 30 | 0 | 1 | 0 | 29 | 0.025238 | 0.5291 | 1.38 | 0.52905 | 4.6069e-05 | 20.9627 | 0 | 0 | 877.078 | 480 | 0.012619 | 0.26455 | 0.26453 | 2.3035e-05 | 0.0063095 | 0.13228 | 0.13226 | 1.1517e-05 | 0.0012619 | 0.026455 | 0.026453 | 2.3035e-06 | 9:07 | 0.037811 | 3.71 | 0.018905 | 1.87 | 0.0094527 | 0.94 | 0.0018905 | 0.19 | 0.018905 | 1.87 | 0.0094527 | 0.94 | 0.0047264 | 0.47 | 0.00094527 | 0.09 | 0.0094527 | 0.94 | 0.0047264 | 0.47 | 0.0023632 | 0.24 | 0.00047264 | 0.05 | 0.0018905 | 0.19 | 0.00094527 | 0.09 | 0.00047264 | 0.05 | 9.4527e-05 | 0.01
30 | 30 | 0 | 1 | 0 | 29 | 0.025238 | 0.5291 | 1.38 | 0.52905 | 4.6069e-05 | 20.9627 | 0 | 0 | 877.078 | 480 | 0.012619 | 0.26455 | 0.26453 | 2.3035e-05 | 0.0063095 | 0.13228 | 0.13226 | 1.1517e-05 | 0.0012619 | 0.026455 | 0.026453 | 2.3035e-06 | 9:08 | 0.038101 | 3.74 | 0.019051 | 1.89 | 0.0095253 | 0.95 | 0.0019051 | 0.19 | 0.019051 | 1.89 | 0.0095253 | 0.95 | 0.0047626 | 0.48 | 0.00095253 | 0.1 | 0.0095253 | 0.95 | 0.0047626 | 0.48 | 0.0023813 | 0.24 | 0.00047626 | 0.05 | 0.0019051 | 0.19 | 0.00095253 | 0.1 | 0.00047626 | 0.05 | 9.5253e-05 | 0.01
30 | 30 | 0 | 1 | 0 | 29 | 0.025238 | 0.5291 | 1.38 | 0.52905 | 4.6069e-05 | 20.9627 | 0 | 0 | 877.078 | 480 | 0.012619 | 0.26455 | 0.26453 | 2.3035e-05 | 0.0063095 | 0.13228 | 0.13226 | 1.1517e-05 | 0.0012619 | 0.026455 | 0.026453 | 2.3035e-06 | 9:08 | 0.038391 | 3.77 | 0.019196 | 1.9 | 0.0095978 | 0.96 | 0.0019196 | 0.19 | 0.019196 | 1.9 | 0.0095978 | 0.96 | 0.0047989 | 0.48 | 0.00095978 | 0.1 | 0.0095978 | 0.96 | 0.0047989 | 0.48 | 0.0023995 | 0.24 | 0.00047989 | 0.05 | 0.0019196 | 0.19 | 0.00095978 | 0.1 | 0.00047989 | 0.05 | 9.5978e-05 | 0.01
30 | 30 | 0 | 1 | 0 | 29 | 0.025238 | 0.5291 | 1.38 | 0.52905 | 4.6069e-05 | 20.9627 | 0 | 0 | 877.078 | 480 | 0.012619 | 0.26455 | 0.26453 | 2.3035e-05 | 0.0063095 | 0.13228 | 0.13226 | 1.1517e-05 | 0.0012619 | 0.026455 | 0.026453 | 2.3035e-06 | 9:09 | 0.038682 | 3.79 | 0.019341 | 1.92 | 0.0096704 | 0.96 | 0.0019341 | 0.19 | 0.019341 | 1.92 | 0.0096704 | 0.96 | 0.0048352 | 0.48 | 0.00096704 | 0.1 | 0.0096704 | 0.96 | 0.0048352 | 0.48 | 0.0024176 | 0.24 | 0.00048352 | 0.05 | 0.0019341 | 0.19 | 0.00096704 | 0.1 | 0.00048352 | 0.05 | 9.6704e-05 | 0.01
30 | 30 | 0 | 1 | 0 | 29 | 0.025238 | 0.5291 | 1.38 | 0.52905 | 4.6069e-05 | 20.9627 | 0 | 0 | 877.078 | 480 | 0.012619 | 0.26455 | 0.26453 | 2.3035e-05 | 0.0063095 | 0.13228 | 0.13226 | 1.1517e-05 | 0.0012619 | 0.026455 | 0.026453 | 2.3035e-06 | 9:09 | 0.038972 | 3.82 | 0.019486 | 1.93 | 0.0097429 | 0.97 | 0.0019486 | 0.19 | 0.019486 | 1.93 | 0.0097429 | 0.97 | 0.0048715 | 0.49 | 0.00097429 | 0.1 | 0.0097429 | 0.97 | 0.0048715 | 0.49 | 0.0024357 | 0.24 | 0.00048715 | 0.05 | 0.0019486 | 0.19 | 0.00097429 | 0.1 | 0.00048715 | 0.05 | 9.7429e-05 | 0.01
30 | 30 | 0 | 1 | 0 | 29 | 0.025238 | 0.5291 | 1.38 | 0.52905 | 4.6069e-05 | 20.9627 | 0 | 0 | 877.078 | 480 | 0.012619 | 0.26455 | 0.26453 | 2.3035e-05 | 0.0063095 | 0.13228 | 0.13226 | 1.1517e-05 | 0.0012619 | 0.026455 | 0.026453 | 2.3035e-06 | 9:10 | 0.039262 | 3.85 | 0.019631 | 1.94 | 0.0098155 | 0.98 | 0.0019631 | 0.2 | 0.019631 | 1.94 | 0.0098155 | 0.98 | 0.0049078 | 0.49 | 0.00098155 | 0.1 | 0.0098155 | 0.98 | 0.0049078 | 0.49 | 0.0024539 | 0.25 | 0.00049078 | 0.05 | 0.0019631 | 0.2 | 0.00098155 | 0.1 | 0.00049078 | 0.05 | 9.8155e-05 | 0.01
30 | 30 | 0 | 1 | 0 | 29 | 0.025238 | 0.5291 | 1.38 | 0.52905 | 4.6069e-05 | 20.9627 | 0 | 0 | 877.078 | 480 | 0.012619 | 0.26455 | 0.26453 | 2.3035e-05 | 0.0063095 | 0.13228 | 0.13226 | 1.1517e-05 | 0.0012619 | 0.026455 | 0.026453 | 2.3035e-06 | 9:10 | 0.039552 | 3.88 | 0.019776 | 1.96 | 0.0098881 | 0.98 | 0.0019776 | 0.2 | 0.019776 | 1.96 | 0.0098881 | 0.98 | 0.004944 | 0.49 | 0.00098881 | 0.1 | 0.0098881 | 0.98 | 0.004944 | 0.49 | 0.002472 | 0.25 | 0.0004944 | 0.05 | 0.0019776 | 0.2 | 0.00098881 | 0.1 | 0.0004944 | 0.05 | 9.8881e-05 | 0.01
30 | 30 | 0 | 1 | 0 | 29 | 0.025238 | 0.5291 | 1.38 | 0.52905 | 4.6069e-05 | 20.9627 | 0 | 0 | 877.078 | 480 | 0.012619 | 0.26455 | 0.26453 | 2.3035e-05 | 0.0063095 | 0.13228 | 0.13226 | 1.1517e-05 | 0.0012619 | 0.026455 | 0.026453 | 2.3035e-06 | 9:11 | 0.039843 | 3.91 | 0.019921 | 1.97 | 0.0099606 | 0.99 | 0.0019921 | 0.2 | 0.019921 | 1.97 | 0.0099606 | 0.99 | 0.0049803 | 0.5 | 0.00099606 | 0.1 | 0.0099606 | 0.99 | 0.0049803 | 0.5 | 0.0024902 | 0.25 | 0.00049803 | 0.05 | 0.0019921 | 0.2 | 0.00099606 | 0.1 | 0.00049803 | 0.05 | 9.9606e-05 | 0.01
30 | 30 | 0 | 1 | 0 | 29 | 0.025238 | 0.5291 | 1.38 | 0.52905 | 4.6069e-05 | 20.9627 | 0 | 0 | 877.078 | 480 | 0.012619 | 0.26455 | 0.26453 | 2.3035e-05 | 0.0063095 | 0.13228 | 0.13226 | 1.1517e-05 | 0.0012619 | 0.026455 | 0.026453 | 2.3035e-06 | 9:11 | 0.040133 | 3.93 | 0.020066 | 1.99 | 0.010033 | 1 | 0.0020066 | 0.2 | 0.020066 | 1.99 | 0.010033 | 1 | 0.0050166 | 0.5 | 0.0010033 | 0.1 | 0.010033 | 1 | 0.0050166 | 0.5 | 0.0025083 | 0.25 | 0.00050166 | 0.05 | 0.0020066 | 0.2 | 0.0010033 | 0.1 | 0.00050166 | 0.05 | 0.00010033 | 0.01
30 | 30 | 0 | 1 | 0 | 29 | 0.025238 | 0.5291 | 1.38 | 0.52905 | 4.6069e-05 | 20.9627 | 0 | 0 | 877.078 | 480 | 0.012619 | 0.26455 | 0.26453 | 2.3035e-05 | 0.0063095 | 0.13228 | 0.13226 | 1.1517e-05 | 0.0012619 | 0.026455 | 0.026453 | 2.3035e-06 | 9:12 | 0.040423 | 3.96 | 0.020211 | 2 | 0.010106 | 1.01 | 0.0020211 | 0.2 | 0.020211 | 2 | 0.010106 | 1.01 | 0.0050529 | 0.5 | 0.0010106 | 0.1 | 0.010106 | 1.01 | 0.0050529 | 0.5 | 0.0025264 | 0.25 | 0.00050529 | 0.05 | 0.0020211 | 0.2 | 0.0010106 | 0.1 | 0.00050529 | 0.05 | 0.00010106 | 0.01
30 | 30 | 0 | 1 | 0 | 29 | 0.025238 | 0.5291 | 1.38 | 0.52905 | 4.6069e-05 | 20.9627 | 0 | 0 | 877.078 | 480 | 0.012619 | 0.26455 | 0.26453 | 2.3035e-05 | 0.0063095 | 0.13228 | 0.13226 | 1.1517e-05 | 0.0012619 | 0.026455 | 0.026453 | 2.3035e-06 | 9:12 | 0.040713 | 3.99 | 0.020357 | 2.02 | 0.010178 | 1.01 | 0.0020357 | 0.2 | 0.020357 | 2.02 | 0.010178 | 1.01 | 0.0050892 | 0.51 | 0.0010178 | 0.1 | 0.010178 | 1.01 | 0.0050892 | 0.51 | 0.0025446 | 0.25 | 0.00050892 | 0.05 | 0.0020357 | 0.2 | 0.0010178 | 0.1 | 0.00050892 | 0.05 | 0.00010178 | 0.01
30 | 30 | 0 | 1 | 0 | 29 | 0.025238 | 0.5291 | 1.38 | 0.52905 | 4.6069e-05 | 20.9627 | 0 | 0 | 877.078 | 480 | 0.012619 | 0.26455 | 0.26453 | 2.3035e-05 | 0.0063095 | 0.13228 | 0.13226 | 1.1517e-05 | 0.0012619 | 0.026455 | 0.026453 | 2.3035e-06 | 9:13 | 0.041003 | 4.02 | 0.020502 | 2.03 | 0.010251 | 1.02 | 0.0020502 | 0.2 | 0.020502 | 2.03 | 0.010251 | 1.02 | 0.0051254 | 0.51 | 0.0010251 | 0.1 | 0.010251 | 1.02 | 0.0051254 | 0.51 | 0.0025627 | 0.26 | 0.00051254 | 0.05 | 0.0020502 | 0.2 | 0.0010251 | 0.1 | 0.00051254 | 0.05 | 0.00010251 | 0.01
30 | 30 | 0 | 1 | 0 | 29 | 0.025238 | 0.5291 | 1.38 | 0.52905 | 4.6069e-05 | 20.9627 | 0 | 0 | 877.078 | 480 | 0.012619 | 0.26455 | 0.26453 | 2.3035e-05 | 0.0063095 | 0.13228 | 0.13226 | 1.1517e-05 | 0.0012619 | 0.026455 | 0.026453 | 2.3035e-06 | 9:13 | 0.041294 | 4.05 | 0.020647 | 2.04 | 0.010323 | 1.03 | 0.0020647 | 0.21 | 0.020647 | 2.04 | 0.010323 | 1.03 | 0.0051617 | 0.51 | 0.0010323 | 0.1 | 0.010323 | 1.03 | 0.0051617 | 0.51 | 0.0025809 | 0.26 | 0.00051617 | 0.05 | 0.0020647 | 0.21 | 0.0010323 | 0.1 | 0.00051617 | 0.05 | 0.00010323 | 0.01
30 | 30 | 0 | 1 | 0 | 29 | 0.025238 | 0.5291 | 1.38 | 0.52905 | 4.6069e-05 | 20.9627 | 0 | 0 | 877.078 | 480 | 0.012619 | 0.26455 | 0.26453 | 2.3035e-05 | 0.0063095 | 0.13228 | 0.13226 | 1.1517e-05 | 0.0012619 | 0.026455 | 0.026453 | 2.3035e-06 | 9:14 | 0.041584 | 4.07 | 0.020792 | 2.06 | 0.010396 | 1.03 | 0.0020792 | 0.21 | 0.020792 | 2.06 | 0.010396 | 1.03 | 0.005198 | 0.52 | 0.0010396 | 0.1 | 0.010396 | 1.03 | 0.005198 | 0.52 | 0.002599 | 0.26 | 0.0005198 | 0.05 | 0.0020792 | 0.21 | 0.0010396 | 0.1 | 0.0005198 | 0.05 | 0.00010396 | 0.01
30 | 30 | 0 | 1 | 0 | 29 | 0.025238 | 0.5291 | 1.38 | 0.52905 | 4.6069e-05 | 20.9627 | 0 | 0 | 877.078 | 480 | 0.012619 | 0.26455 | 0.26453 | 2.3035e-05 | 0.0063095 | 0.13228 | 0.13226 | 1.1517e-05 | 0.0012619 | 0.026455 | 0.026453 | 2.3035e-06 | 9:14 | 0.041874 | 4.1 | 0.020937 | 2.07 | 0.010469 | 1.04 | 0.0020937 | 0.21 | 0.020937 | 2.07 | 0.010469 | 1.04 | 0.0052343 | 0.52 | 0.0010469 | 0.1 | 0.010469 | 1.04 | 0.0052343 | 0.52 | 0.0026171 | 0.26 | 0.00052343 | 0.05 | 0.0020937 | 0.21 | 0.0010469 | 0.1 | 0.00052343 | 0.05 | 0.00010469 | 0.01
30 | 30 | 0 | 1 | 0 | 29 | 0.025238 | 0.5291 | 1.38 | 0.52905 | 4.6069e-05 | 20.9627 | 0 | 0 | 877.078 | 480 | 0.012619 | 0.26455 | 0.26453 | 2.3035e-05 | 0.0063095 | 0.13228 | 0.13226 | 1.1517e-05 | 0.0012619 | 0.026455 | 0.026453 | 2.3035e-06 | 9:15 | 0.042164 | 4.13 | 0.021082 | 2.09 | 0.010541 | 1.05 | 0.0021082 | 0.21 | 0.021082 | 2.09 | 0.010541 | 1.05 | 0.0052705 | 0.53 | 0.0010541 | 0.11 | 0.010541 | 1.05 | 0.0052705 | 0.53 | 0.0026353 | 0.26 | 0.00052705 | 0.05 | 0.0021082 | 0.21 | 0.0010541 | 0.11 | 0.00052705 | 0.05 | 0.00010541 | 0.01
30 | 30 | 0 | 1 | 0 | 29 | 0.025238 | 0.5291 | 1.38 | 0.52905 | 4.6069e-05 | 20.9627 | 0 | 0 | 877.078 | 480 | 0.012619 | 0.26455 | 0.26453 | 2.3035e-05 | 0.0063095 | 0.13228 | 0.13226 | 1.1517e-05 | 0.0012619 | 0.026455 | 0.026453 | 2.3035e-06 | 9:15 | 0.042455 | 4.16 | 0.021227 | 2.1 | 0.010614 | 1.06 | 0.0021227 | 0.21 | 0.021227 | 2.1 | 0.010614 | 1.06 | 0.0053068 | 0.53 | 0.0010614 | 0.11 | 0.010614 | 1.06 | 0.0053068 | 0.53 | 0.0026534 | 0.26 | 0.00053068 | 0.05 | 0.0021227 | 0.21 | 0.0010614 | 0.11 | 0.00053068 | 0.05 | 0.00010614 | 0.01
30 | 30 | 0 | 1 | 0 | 29 | 0.025238 | 0.5291 | 1.38 | 0.52905 | 4.6069e-05 | 20.9627 | 0 | 0 | 877.078 | 480 | 0.012619 | 0.26455 | 0.26453 | 2.3035e-05 | 0.0063095 | 0.13228 | 0.13226 | 1.1517e-05 | 0.0012619 | 0.026455 | 0.026453 | 2.3035e-06 | 9:16 | 0.042745 | 4.18 | 0.021372 | 2.11 | 0.010686 | 1.06 | 0.0021372 | 0.21 | 0.021372 | 2.11 | 0.010686 | 1.06 | 0.0053431 | 0.53 | 0.0010686 | 0.11 | 0.010686 | 1.06 | 0.0053431 | 0.53 | 0.0026716 | 0.27 | 0.00053431 | 0.05 | 0.0021372 | 0.21 | 0.0010686 | 0.11 | 0.00053431 | 0.05 | 0.00010686 | 0.01
30 | 30 | 0 | 1 | 0 | 29 | 0.025238 | 0.5291 | 1.38 | 0.52905 | 4.6069e-05 | 20.9627 | 0 | 0 | 877.078 | 480 | 0.012619 | 0.26455 | 0.26453 | 2.3035e-05 | 0.0063095 | 0.13228 | 0.13226 | 1.1517e-05 | 0.0012619 | 0.026455 | 0.026453 | 2.3035e-06 | 9:16 | 0.043035 | 4.21 | 0.021518 | 2.13 | 0.010759 | 1.07 | 0.0021518 | 0.21 | 0.021518 | 2.13 | 0.010759 | 1.07 | 0.0053794 | 0.54 | 0.0010759 | 0.11 | 0.010759 | 1.07 | 0.0053794 | 0.54 | 0.0026897 | 0.27 | 0.00053794 | 0.05 | 0.0021518 | 0.21 | 0.0010759 | 0.11 | 0.00053794 | 0.05 | 0.00010759 | 0.01
30 | 30 | 0 | 1 | 0 | 29 | 0.025238 | 0.5291 | 1.38 | 0.52905 | 4.6069e-05 | 20.9627 | 0 | 0 | 877.078 | 480 | 0.012619 | 0.26455 | 0.26453 | 2.3035e-05 | 0.0063095 | 0.13228 | 0.13226 | 1.1517e-05 | 0.0012619 | 0.026455 | 0.026453 | 2.3035e-06 | 9:17 | 0.043325 | 4.24 | 0.021663 | 2.14 | 0.010831 | 1.08 | 0.0021663 | 0.22 | 0.021663 | 2.14 | 0.010831 | 1.08 | 0.0054157 | 0.54 | 0.0010831 | 0.11 | 0.010831 | 1.08 | 0.0054157 | 0.54 | 0.0027078 | 0.27 | 0.00054157 | 0.05 | 0.0021663 | 0.22 | 0.0010831 | 0.11 | 0.00054157 | 0.05 | 0.00010831 | 0.01
30 | 30 | 0 | 1 | 0 | 29 | 0.025238 | 0.5291 | 1.38 | 0.52905 | 4.6069e-05 | 20.9627 | 0 | 0 | 877.078 | 480 | 0.012619 | 0.26455 | 0.26453 | 2.3035e-05 | 0.0063095 | 0.13228 | 0.13226 | 1.1517e-05 | 0.0012619 | 0.026455 | 0.026453 | 2.3035e-06 | 9:17 | 0.043616 | 4.27 | 0.021808 | 2.16 | 0.010904 | 1.08 | 0.0021808 | 0.22 | 0.021808 | 2.16 | 0.010904 | 1.08 | 0.0054519 | 0.54 | 0.0010904 | 0.11 | 0.010904 | 1.08 | 0.0054519 | 0.54 | 0.002726 | 0.27 | 0.00054519 | 0.05 | 0.0021808 | 0.22 | 0.0010904 | 0.11 | 0.00054519 | 0.05 | 0.00010904 | 0.01
30 | 30 | 0 | 1 | 0 | 29 | 0.025238 | 0.5291 | 1.38 | 0.52905 | 4.6069e-05 | 20.9627 | 0 | 0 | 877.078 | 480 | 0.012619 | 0.26455 | 0.26453 | 2.3035e-05 | 0.0063095 | 0.13228 | 0.13226 | 1.1517e-05 | 0.0012619 | 0.026455 | 0.026453 | 2.3035e-06 | 9:18 | 0.043906 | 4.3 | 0.021953 | 2.17 | 0.010976 | 1.09 | 0.0021953 | 0.22 | 0.021953 | 2.17 | 0.010976 | 1.09 | 0.0054882 | 0.55 | 0.0010976 | 0.11 | 0.010976 | 1.09 | 0.0054882 | 0.55 | 0.0027441 | 0.27 | 0.00054882 | 0.05 | 0.0021953 | 0.22 | 0.0010976 | 0.11 | 0.00054882 | 0.05 | 0.00010976 | 0.01
30 | 30 | 0 | 1 | 0 | 29 | 0.025238 | 0.5291 | 1.38 | 0.52905 | 4.6069e-05 | 20.9627 | 0 | 0 | 877.078 | 480 | 0.012619 | 0.26455 | 0.26453 | 2.3035e-05 | 0.0063095 | 0.13228 | 0.13226 | 1.1517e-05 | 0.0012619 | 0.026455 | 0.026453 | 2.3035e-06 | 9:18 | 0.044196 | 4.32 | 0.022098 | 2.19 | 0.011049 | 1.1 | 0.0022098 | 0.22 | 0.022098 | 2.19 | 0.011049 | 1.1 | 0.0055245 | 0.55 | 0.0011049 | 0.11 | 0.011049 | 1.1 | 0.0055245 | 0.55 | 0.0027623 | 0.28 | 0.00055245 | 0.06 | 0.0022098 | 0.22 | 0.0011049 | 0.11 | 0.00055245 | 0.06 | 0.00011049 | 0.01
30 | 30 | 0 | 1 | 0 | 29 | 0.025238 | 0.5291 | 1.38 | 0.52905 | 4.6069e-05 | 20.9627 | 0 | 0 | 877.078 | 480 | 0.012619 | 0.26455 | 0.26453 | 2.3035e-05 | 0.0063095 | 0.13228 | 0.13226 | 1.1517e-05 | 0.0012619 | 0.026455 | 0.026453 | 2.3035e-06 | 9:19 | 0.044486 | 4.35 | 0.022243 | 2.2 | 0.011122 | 1.11 | 0.0022243 | 0.22 | 0.022243 | 2.2 | 0.011122 | 1.11 | 0.0055608 | 0.55 | 0.0011122 | 0.11 | 0.011122 | 1.11 | 0.0055608 | 0.55 | 0.0027804 | 0.28 | 0.00055608 | 0.06 | 0.0022243 | 0.22 | 0.0011122 | 0.11 | 0.00055608 | 0.06 | 0.00011122 | 0.01
30 | 30 | 0 | 1 | 0 | 29 | 0.025238 | 0.5291 | 1.38 | 0.52905 | 4.6069e-05 | 20.9627 | 0 | 0 | 877.078 | 480 | 0.012619 | 0.26455 | 0.26453 | 2.3035e-05 | 0.0063095 | 0.13228 | 0.13226 | 1.1517e-05 | 0.0012619 | 0.026455 | 0.026453 | 2.3035e-06 | 9:19 | 0.044777 | 4.38 | 0.022388 | 2.21 | 0.011194 | 1.11 | 0.0022388 | 0.22 | 0.022388 | 2.21 | 0.011194 | 1.11 | 0.0055971 | 0.56 | 0.0011194 | 0.11 | 0.011194 | 1.11 | 0.0055971 | 0.56 | 0.0027985 | 0.28 | 0.00055971 | 0.06 | 0.0022388 | 0.22 | 0.0011194 | 0.11 | 0.00055971 | 0.06 | 0.00011194 | 0.01
30 | 30 | 0 | 1 | 0 | 29 | 0.025238 | 0.5291 | 1.38 | 0.52905 | 4.6069e-05 | 20.9627 | 0 | 0 | 877.078 | 480 | 0.012619 | 0.26455 | 0.26453 | 2.3035e-05 | 0.0063095 | 0.13228 | 0.13226 | 1.1517e-05 | 0.0012619 | 0.026455 | 0.026453 | 2.3035e-06 | 9:20 | 0.045067 | 4.41 | 0.022533 | 2.23 | 0.011267 | 1.12 | 0.0022533 | 0.23 | 0.022533 | 2.23 | 0.011267 | 1.12 | 0.0056333 | 0.56 | 0.0011267 | 0.11 | 0.011267 | 1.12 | 0.0056333 | 0.56 | 0.0028167 | 0.28 | 0.00056333 | 0.06 | 0.0022533 | 0.23 | 0.0011267 | 0.11 | 0.00056333 | 0.06 | 0.00011267 | 0.01
30 | 30 | 0 | 1 | 0 | 29 | 0.025238 | 0.5291 | 1.38 | 0.52905 | 4.6069e-05 | 20.9627 | 0 | 0 | 877.078 | 480 | 0.012619 | 0.26455 | 0.26453 | 2.3035e-05 | 0.0063095 | 0.13228 | 0.13226 | 1.1517e-05 | 0.0012619 | 0.026455 | 0.026453 | 2.3035e-06 | 9:20 | 0.045357 | 4.43 | 0.022679 | 2.24 | 0.011339 | 1.13 | 0.0022679 | 0.23 | 0.022679 | 2.24 | 0.011339 | 1.13 | 0.0056696 | 0.57 | 0.0011339 | 0.11 | 0.011339 | 1.13 | 0.0056696 | 0.57 | 0.0028348 | 0.28 | 0.00056696 | 0.06 | 0.0022679 | 0.23 | 0.0011339 | 0.11 | 0.00056696 | 0.06 | 0.00011339 | 0.01
30 | 30 | 0 | 1 | 0 | 29 | 0.025238 | 0.5291 | 1.38 | 0.52905 | 4.6069e-05 | 20.9627 | 0 | 0 | 877.078 | 480 | 0.012619 | 0.26455 | 0.26453 | 2.3035e-05 | 0.0063095 | 0.13228 | 0.13226 | 1.1517e-05 | 0.0012619 | 0.026455 | 0.026453 | 2.3035e-06 | 9:21 | 0.045647 | 4.46 | 0.022824 | 2.26 | 0.011412 | 1.13 | 0.0022824 | 0.23 | 0.022824 | 2.26 | 0.011412 | 1.13 | 0.0057059 | 0.57 | 0.0011412 | 0.11 | 0.011412 | 1.13 | 0.0057059 | 0.57 | 0.002853 | 0.28 | 0.00057059 | 0.06 | 0.0022824 | 0.23 | 0.0011412 | 0.11 | 0.00057059 | 0.06 | 0.00011412 | 0.01
30 | 30 | 0 | 1 | 0 | 29 | 0.025238 | 0.5291 | 1.38 | 0.52905 | 4.6069e-05 | 20.9627 | 0 | 0 | 877.078 | 480 | 0.012619 | 0.26455 | 0.26453 | 2.3035e-05 | 0.0063095 | 0.13228 | 0.13226 | 1.1517e-05 | 0.0012619 | 0.026455 | 0.026453 | 2.3035e-06 | 9:21 | 0.045937 | 4.49 | 0.022969 | 2.27 | 0.011484 | 1.14 | 0.0022969 | 0.23 | 0.022969 | 2.27 | 0.011484 | 1.14 | 0.0057422 | 0.57 | 0.0011484 | 0.11 | 0.011484 | 1.14 | 0.0057422 | 0.57 | 0.0028711 | 0.29 | 0.00057422 | 0.06 | 0.0022969 | 0.23 | 0.0011484 | 0.11 | 0.00057422 | 0.06 | 0.00011484 | 0.01
30 | 30 | 0 | 1 | 0 | 29 | 0.025238 | 0.5291 | 1.38 | 0.52905 | 4.6069e-05 | 20.9627 | 0 | 0 | 877.078 | 480 | 0.012619 | 0.26455 | 0.26453 | 2.3035e-05 | 0.0063095 | 0.13228 | 0.13226 | 1.1517e-05 | 0.0012619 | 0.026455 | 0.026453 | 2.3035e-06 | 9:22 | 0.046228 | 4.52 | 0.023114 | 2.28 | 0.011557 | 1.15 | 0.0023114 | 0.23 | 0.023114 | 2.28 | 0.011557 | 1.15 | 0.0057785 | 0.58 | 0.0011557 | 0.12 | 0.011557 | 1.15 | 0.0057785 | 0.58 | 0.0028892 | 0.29 | 0.00057785 | 0.06 | 0.0023114 | 0.23 | 0.0011557 | 0.12 | 0.00057785 | 0.06 | 0.00011557 | 0.01
30 | 30 | 0 | 1 | 0 | 29 | 0.025238 | 0.5291 | 1.38 | 0.52905 | 4.6069e-05 | 20.9627 | 0 | 0 | 877.078 | 480 | 0.012619 | 0.26455 | 0.26453 | 2.3035e-05 | 0.0063095 | 0.13228 | 0.13226 | 1.1517e-05 | 0.0012619 | 0.026455 | 0.026453 | 2.3035e-06 | 9:22 | 0.046518 | 4.55 | 0.023259 | 2.3 | 0.011629 | 1.16 | 0.0023259 | 0.23 | 0.023259 | 2.3 | 0.011629 | 1.16 | 0.0058147 | 0.58 | 0.0011629 | 0.12 | 0.011629 | 1.16 | 0.0058147 | 0.58 | 0.0029074 | 0.29 | 0.00058147 | 0.06 | 0.0023259 | 0.23 | 0.0011629 | 0.12 | 0.00058147 | 0.06 | 0.00011629 | 0.01
30 | 30 | 0 | 1 | 0 | 29 | 0.025238 | 0.5291 | 1.38 | 0.52905 | 4.6069e-05 | 20.9627 | 0 | 0 | 877.078 | 480 | 0.012619 | 0.26455 | 0.26453 | 2.3035e-05 | 0.0063095 | 0.13228 | 0.13226 | 1.1517e-05 | 0.0012619 | 0.026455 | 0.026453 | 2.3035e-06 | 9:23 | 0.046808 | 4.57 | 0.023404 | 2.31 | 0.011702 | 1.16 | 0.0023404 | 0.23 | 0.023404 | 2.31 | 0.011702 | 1.16 | 0.005851 | 0.58 | 0.0011702 | 0.12 | 0.011702 | 1.16 | 0.005851 | 0.58 | 0.0029255 | 0.29 | 0.0005851 | 0.06 | 0.0023404 | 0.23 | 0.0011702 | 0.12 | 0.0005851 | 0.06 | 0.00011702 | 0.01
30 | 30 | 0 | 1 | 0 | 29 | 0.025238 | 0.5291 | 1.38 | 0.52905 | 4.6069e-05 | 20.9627 | 0 | 0 | 877.078 | 480 | 0.012619 | 0.26455 | 0.26453 | 2.3035e-05 | 0.0063095 | 0.13228 | 0.13226 | 1.1517e-05 | 0.0012619 | 0.026455 | 0.026453 | 2.3035e-06 | 9:23 | 0.047098 | 4.6 | 0.023549 | 2.33 | 0.011775 | 1.17 | 0.0023549 | 0.24 | 0.023549 | 2.33 | 0.011775 | 1.17 | 0.0058873 | 0.59 | 0.0011775 | 0.12 | 0.011775 | 1.17 | 0.0058873 | 0.59 | 0.0029437 | 0.29 | 0.00058873 | 0.06 | 0.0023549 | 0.24 | 0.0011775 | 0.12 | 0.00058873 | 0.06 | 0.00011775 | 0.01
30 | 30 | 0 | 1 | 0 | 29 | 0.025238 | 0.5291 | 1.38 | 0.52905 | 4.6069e-05 | 20.9627 | 0 | 0 | 877.078 | 480 | 0.012619 | 0.26455 | 0.26453 | 2.3035e-05 | 0.0063095 | 0.13228 | 0.13226 | 1.1517e-05 | 0.0012619 | 0.026455 | 0.026453 | 2.3035e-06 | 9:24 | 0.047389 | 4.63 | 0.023694 | 2.34 | 0.011847 | 1.18 | 0.0023694 | 0.24 | 0.023694 | 2.34 | 0.011847 | 1.18 | 0.0059236 | 0.59 | 0.0011847 | 0.12 | 0.011847 | 1.18 | 0.0059236 | 0.59 | 0.0029618 | 0.3 | 0.00059236 | 0.06 | 0.0023694 | 0.24 | 0.0011847 | 0.12 | 0.00059236 | 0.06 | 0.00011847 | 0.01
30 | 30 | 0 | 1 | 0 | 29 | 0.025238 | 0.5291 | 1.38 | 0.52905 | 4.6069e-05 | 20.9627 | 0 | 0 | 877.078 | 480 | 0.012619 | 0.26455 | 0.26453 | 2.3035e-05 | 0.0063095 | 0.13228 | 0.13226 | 1.1517e-05 | 0.0012619 | 0.026455 | 0.026453 | 2.3035e-06 | 9:24 | 0.047679 | 4.66 | 0.023839 | 2.36 | 0.01192 | 1.18 | 0.0023839 | 0.24 | 0.023839 | 2.36 | 0.01192 | 1.18 | 0.0059599 | 0.59 | 0.001192 | 0.12 | 0.01192 | 1.18 | 0.0059599 | 0.59 | 0.0029799 | 0.3 | 0.00059599 | 0.06 | 0.0023839 | 0.24 | 0.001192 | 0.12 | 0.00059599 | 0.06 | 0.0001192 | 0.01
30 | 30 | 0 | 1 | 0 | 29 | 0.025238 | 0.5291 | 1.38 | 0.52905 | 4.6069e-05 | 20.9627 | 0 | 0 | 877.078 | 480 | 0.012619 | 0.26455 | 0.26453 | 2.3035e-05 | 0.0063095 | 0.13228 | 0.13226 | 1.1517e-05 | 0.0012619 | 0.026455 | 0.026453 | 2.3035e-06 | 9:25 | 0.047969 | 4.68 | 0.023985 | 2.37 | 0.011992 | 1.19 | 0.0023985 | 0.24 | 0.023985 | 2.37 | 0.011992 | 1.19 | 0.0059961 | 0.6 | 0.0011992 | 0.12 | 0.011992 | 1.19 | 0.0059961 | 0.6 | 0.0029981 | 0.3 | 0.00059961 | 0.06 | 0.0023985 | 0.24 | 0.0011992 | 0.12 | 0.00059961 | 0.06 | 0.00011992 | 0.01
30 | 30 | 0 | 1 | 0 | 29 | 0.025238 | 0.5291 | 1.38 | 0.52905 | 4.6069e-05 | 20.9627 | 0 | 0 | 877.078 | 480 | 0.012619 | 0.26455 | 0.26453 | 2.3035e-05 | 0.0063095 | 0.13228 | 0.13226 | 1.1517e-05 | 0.0012619 | 0.026455 | 0.026453 | 2.3035e-06 | 9:25 | 0.048259 | 4.71 | 0.02413 | 2.38 | 0.012065 | 1.2 | 0.002413 | 0.24 | 0.02413 | 2.38 | 0.012065 | 1.2 | 0.0060324 | 0.6 | 0.0012065 | 0.12 | 0.012065 | 1.2 | 0.0060324 | 0.6 | 0.0030162 | 0.3 | 0.00060324 | 0.06 | 0.002413 | 0.24 | 0.0012065 | 0.12 | 0.00060324 | 0.06 | 0.00012065 | 0.01
30 | 30 | 0 | 1 | 0 | 29 | 0.025238 | 0.5291 | 1.38 | 0.52905 | 4.6069e-05 | 20.9627 | 0 | 0 | 877.078 | 480 | 0.012619 | 0.26455 | 0.26453 | 2.3035e-05 | 0.0063095 | 0.13228 | 0.13226 | 1.1517e-05 | 0.0012619 | 0.026455 | 0.026453 | 2.3035e-06 | 9:26 | 0.04855 | 4.74 | 0.024275 | 2.4 | 0.012137 | 1.21 | 0.0024275 | 0.24 | 0.024275 | 2.4 | 0.012137 | 1.21 | 0.0060687 | 0.61 | 0.0012137 | 0.12 | 0.012137 | 1.21 | 0.0060687 | 0.61 | 0.0030344 | 0.3 | 0.00060687 | 0.06 | 0.0024275 | 0.24 | 0.0012137 | 0.12 | 0.00060687 | 0.06 | 0.00012137 | 0.01
30 | 30 | 0 | 1 | 0 | 29 | 0.025238 | 0.5291 | 1.38 | 0.52905 | 4.6069e-05 | 20.9627 | 0 | 0 | 877.078 | 480 | 0.012619 | 0.26455 | 0.26453 | 2.3035e-05 | 0.0063095 | 0.13228 | 0.13226 | 1.1517e-05 | 0.0012619 | 0.026455 | 0.026453 | 2.3035e-06 | 9:26 | 0.04884 | 4.77 | 0.02442 | 2.41 | 0.01221 | 1.21 | 0.002442 | 0.24 | 0.02442 | 2.41 | 0.01221 | 1.21 | 0.006105 | 0.61 | 0.001221 | 0.12 | 0.01221 | 1.21 | 0.006105 | 0.61 | 0.0030525 | 0.3 | 0.0006105 | 0.06 | 0.002442 | 0.24 | 0.001221 | 0.12 | 0.0006105 | 0.06 | 0.0001221 | 0.01
30 | 30 | 0 | 1 | 0 | 29 | 0.025238 | 0.5291 | 1.38 | 0.52905 | 4.6069e-05 | 20.9627 | 0 | 0 | 877.078 | 480 | 0.012619 | 0.26455 | 0.26453 | 2.3035e-05 | 0.0063095 | 0.13228 | 0.13226 | 1.1517e-05 | 0.0012619 | 0.026455 | 0.026453 | 2.3035e-06 | 9:27 | 0.04913 | 4.79 | 0.024565 | 2.43 | 0.012283 | 1.22 | 0.0024565 | 0.25 | 0.024565 | 2.43 | 0.012283 | 1.22 | 0.0061413 | 0.61 | 0.0012283 | 0.12 | 0.012283 | 1.22 | 0.0061413 | 0.61 | 0.0030706 | 0.31 | 0.00061413 | 0.06 | 0.0024565 | 0.25 | 0.0012283 | 0.12 | 0.00061413 | 0.06 | 0.00012283 | 0.01
30 | 30 | 0 | 1 | 0 | 29 | 0.025238 | 0.5291 | 1.38 | 0.52905 | 4.6069e-05 | 20.9627 | 0 | 0 | 877.078 | 480 | 0.012619 | 0.26455 | 0.26453 | 2.3035e-05 | 0.0063095 | 0.13228 | 0.13226 | 1.1517e-05 | 0.0012619 | 0.026455 | 0.026453 | 2.3035e-06 | 9:27 | 0.04942 | 4.82 | 0.02471 | 2.44 | 0.012355 | 1.23 | 0.002471 | 0.25 | 0.02471 | 2.44 | 0.012355 | 1.23 | 0.0061775 | 0.62 | 0.0012355 | 0.12 | 0.012355 | 1.23 | 0.0061775 | 0.62 | 0.0030888 | 0.31 | 0.00061775 | 0.06 | 0.002471 | 0.25 | 0.0012355 | 0.12 | 0.00061775 | 0.06 | 0.00012355 | 0.01
30 | 30 | 0 | 1 | 0 | 29 | 0.025238 | 0.5291 | 1.38 | 0.52905 | 4.6069e-05 | 20.9627 | 0 | 0 | 877.078 | 480 | 0.012619 | 0.26455 | 0.26453 | 2.3035e-05 | 0.0063095 | 0.13228 | 0.13226 | 1.1517e-05 | 0.0012619 | 0.026455 | 0.026453 | 2.3035e-06 | 9:28 | 0.049711 | 4.85 | 0.024855 | 2.45 | 0.012428 | 1.24 | 0.0024855 | 0.25 | 0.024855 | 2.45 | 0.012428 | 1.24 | 0.0062138 | 0.62 | 0.0012428 | 0.12 | 0.012428 | 1.24 | 0.0062138 | 0.62 | 0.0031069 | 0.31 | 0.00062138 | 0.06 | 0.0024855 | 0.25 | 0.0012428 | 0.12 | 0.00062138 | 0.06 | 0.00012428 | 0.01
30 | 30 | 0 | 1 | 0 | 29 | 0.025238 | 0.5291 | 1.38 | 0.52905 | 4.6069e-05 | 20.9627 | 0 | 0 | 877.078 | 480 | 0.012619 | 0.26455 | 0.26453 | 2.3035e-05 | 0.0063095 | 0.13228 | 0.13226 | 1.1517e-05 | 0.0012619 | 0.026455 | 0.026453 | 2.3035e-06 | 9:28 | 0.050001 | 4.88 | 0.025 | 2.47 | 0.0125 | 1.24 | 0.0025 | 0.25 | 0.025 | 2.47 | 0.0125 | 1.24 | 0.0062501 | 0.62 | 0.00125 | 0.12 | 0.0125 | 1.24 | 0.0062501 | 0.62 | 0.003125 | 0.31 | 0.00062501 | 0.06 | 0.0025 | 0.25 | 0.00125 | 0.12 | 0.00062501 | 0.06 | 0.000125 | 0.01
30 | 30 | 0 | 1 | 0 | 29 | 0.025238 | 0.5291 | 1.38 | 0.52905 | 4.6069e-05 | 20.9627 | 0 | 0 | 877.078 | 480 | 0.012619 | 0.26455 | 0.26453 | 2.3035e-05 | 0.0063095 | 0.13228 | 0.13226 | 1.1517e-05 | 0.0012619 | 0.026455 | 0.026453 | 2.3035e-06 | 9:29 | 0.050291 | 4.9 | 0.025146 | 2.48 | 0.012573 | 1.25 | 0.0025146 | 0.25 | 0.025146 | 2.48 | 0.012573 | 1.25 | 0.0062864 | 0.63 | 0.0012573 | 0.13 | 0.012573 | 1.25 | 0.0062864 | 0.63 | 0.0031432 | 0.31 | 0.00062864 | 0.06 | 0.0025146 | 0.25 | 0.0012573 | 0.13 | 0.00062864 | 0.06 | 0.00012573 | 0.01
30 | 30 | 0 | 1 | 0 | 29 | 0.025238 | 0.5291 | 1.38 | 0.52905 | 4.6069e-05 | 20.9627 | 0 | 0 | 877.078 | 480 | 0.012619 | 0.26455 | 0.26453 | 2.3035e-05 | 0.0063095 | 0.13228 | 0.13226 | 1.1517e-05 | 0.0012619 | 0.026455 | 0.026453 | 2.3035e-06 | 9:29 | 0.050581 | 4.93 | 0.025291 | 2.5 | 0.012645 | 1.26 | 0.0025291 | 0.25 | 0.025291 | 2.5 | 0.012645 | 1.26 | 0.0063227 | 0.63 | 0.0012645 | 0.13 | 0.012645 | 1.26 | 0.0063227 | 0.63 | 0.0031613 | 0.32 | 0.00063227 | 0.06 | 0.0025291 | 0.25 | 0.0012645 | 0.13 | 0.00063227 | 0.06 | 0.00012645 | 0.01
30 | 30 | 0 | 1 | 0 | 29 | 0.025238 | 0.5291 | 1.38 | 0.52905 | 4.6069e-05 | 20.9627 | 0 | 0 | 877.078 | 480 | 0.012619 | 0.26455 | 0.26453 | 2.3035e-05 | 0.0063095 | 0.13228 | 0.13226 | 1.1517e-05 | 0.0012619 | 0.026455 | 0.026453 | 2.3035e-06 | 9:30 | 0.050871 | 4.96 | 0.025436 | 2.51 | 0.012718 | 1.26 | 0.0025436 | 0.25 | 0.025436 | 2.51 | 0.012718 | 1.26 | 0.0063589 | 0.63 | 0.0012718 | 0.13 | 0.012718 | 1.26 | 0.0063589 | 0.63 | 0.0031795 | 0.32 | 0.00063589 | 0.06 | 0.0025436 | 0.25 | 0.0012718 | 0.13 | 0.00063589 | 0.06 | 0.00012718 | 0.01
30 | 30 | 0 | 1 | 0 | 29 | 0.025238 | 0.5291 | 1.38 | 0.52905 | 4.6069e-05 | 20.9627 | 0 | 0 | 877.078 | 480 | 0.012619 | 0.26455 | 0.26453 | 2.3035e-05 | 0.0063095 | 0.13228 | 0.13226 | 1.1517e-05 | 0.0012619 | 0.026455 | 0.026453 | 2.3035e-06 | 9:30 | 0.051162 | 4.99 | 0.025581 | 2.53 | 0.01279 | 1.27 | 0.0025581 | 0.26 | 0.025581 | 2.53 | 0.01279 | 1.27 | 0.0063952 | 0.64 | 0.001279 | 0.13 | 0.01279 | 1.27 | 0.0063952 | 0.64 | 0.0031976 | 0.32 | 0.00063952 | 0.06 | 0.0025581 | 0.26 | 0.001279 | 0.13 | 0.00063952 | 0.06 | 0.0001279 | 0.01
30 | 30 | 0 | 1 | 0 | 29 | 0.025238 | 0.5291 | 1.38 | 0.52905 | 4.6069e-05 | 20.9627 | 0 | 0 | 877.078 | 480 | 0.012619 | 0.26455 | 0.26453 | 2.3035e-05 | 0.0063095 | 0.13228 | 0.13226 | 1.1517e-05 | 0.0012619 | 0.026455 | 0.026453 | 2.3035e-06 | 9:31 | 0.051452 | 5.02 | 0.025726 | 2.54 | 0.012863 | 1.28 | 0.0025726 | 0.26 | 0.025726 | 2.54 | 0.012863 | 1.28 | 0.0064315 | 0.64 | 0.0012863 | 0.13 | 0.012863 | 1.28 | 0.0064315 | 0.64 | 0.0032157 | 0.32 | 0.00064315 | 0.06 | 0.0025726 | 0.26 | 0.0012863 | 0.13 | 0.00064315 | 0.06 | 0.00012863 | 0.01
30 | 30 | 0 | 1 | 0 | 29 | 0.025238 | 0.5291 | 1.38 | 0.52905 | 4.6069e-05 | 20.9627 | 0 | 0 | 877.078 | 480 | 0.012619 | 0.26455 | 0.26453 | 2.3035e-05 | 0.0063095 | 0.13228 | 0.13226 | 1.1517e-05 | 0.0012619 | 0.026455 | 0.026453 | 2.3035e-06 | 9:31 | 0.051742 | 5.04 | 0.025871 | 2.55 | 0.012936 | 1.29 | 0.0025871 | 0.26 | 0.025871 | 2.55 | 0.012936 | 1.29 | 0.0064678 | 0.64 | 0.0012936 | 0.13 | 0.012936 | 1.29 | 0.0064678 | 0.64 | 0.0032339 | 0.32 | 0.00064678 | 0.06 | 0.0025871 | 0.26 | 0.0012936 | 0.13 | 0.00064678 | 0.06 | 0.00012936 | 0.01
30 | 30 | 0 | 1 | 0 | 29 | 0.025238 | 0.5291 | 1.38 | 0.52905 | 4.6069e-05 | 20.9627 | 0 | 0 | 877.078 | 480 | 0.012619 | 0.26455 | 0.26453 | 2.3035e-05 | 0.0063095 | 0.13228 | 0.13226 | 1.1517e-05 | 0.0012619 | 0.026455 | 0.026453 | 2.3035e-06 | 9:32 | 0.052032 | 5.07 | 0.026016 | 2.57 | 0.013008 | 1.29 | 0.0026016 | 0.26 | 0.026016 | 2.57 | 0.013008 | 1.29 | 0.0065041 | 0.65 | 0.0013008 | 0.13 | 0.013008 | 1.29 | 0.0065041 | 0.65 | 0.003252 | 0.32 | 0.00065041 | 0.07 | 0.0026016 | 0.26 | 0.0013008 | 0.13 | 0.00065041 | 0.07 | 0.00013008 | 0.01
30 | 30 | 0 | 1 | 0 | 29 | 0.025238 | 0.5291 | 1.38 | 0.52905 | 4.6069e-05 | 20.9627 | 0 | 0 | 877.078 | 480 | 0.012619 | 0.26455 | 0.26453 | 2.3035e-05 | 0.0063095 | 0.13228 | 0.13226 | 1.1517e-05 | 0.0012619 | 0.026455 | 0.026453 | 2.3035e-06 | 9:32 | 0.052323 | 5.1 | 0.026161 | 2.58 | 0.013081 | 1.3 | 0.0026161 | 0.26 | 0.026161 | 2.58 | 0.013081 | 1.3 | 0.0065403 | 0.65 | 0.0013081 | 0.13 | 0.013081 | 1.3 | 0.0065403 | 0.65 | 0.0032702 | 0.33 | 0.00065403 | 0.07 | 0.0026161 | 0.26 | 0.0013081 | 0.13 | 0.00065403 | 0.07 | 0.00013081 | 0.01
30 | 30 | 0 | 1 | 0 | 29 | 0.025238 | 0.5291 | 1.38 | 0.52905 | 4.6069e-05 | 20.9627 | 0 | 0 | 877.078 | 480 | 0.012619 | 0.26455 | 0.26453 | 2.3035e-05 | 0.0063095 | 0.13228 | 0.13226 | 1.1517e-05 | 0.0012619 | 0.026455 | 0.026453 | 2.3035e-06 | 9:33 | 0.052613 | 5.13 | 0.026306 | 2.6 | 0.013153 | 1.31 | 0.0026306 | 0.26 | 0.026306 | 2.6 | 0.013153 | 1.31 | 0.0065766 | 0.66 | 0.0013153 | 0.13 | 0.013153 | 1.31 | 0.0065766 | 0.66 | 0.0032883 | 0.33 | 0.00065766 | 0.07 | 0.0026306 | 0.26 | 0.0013153 | 0.13 | 0.00065766 | 0.07 | 0.00013153 | 0.01
30 | 30 | 0 | 1 | 0 | 29 | 0.025238 | 0.5291 | 1.38 | 0.52905 | 4.6069e-05 | 20.9627 | 0 | 0 | 877.078 | 480 | 0.012619 | 0.26455 | 0.26453 | 2.3035e-05 | 0.0063095 | 0.13228 | 0.13226 | 1.1517e-05 | 0.0012619 | 0.026455 | 0.026453 | 2.3035e-06 | 9:33 | 0.052903 | 5.15 | 0.026452 | 2.61 | 0.013226 | 1.31 | 0.0026452 | 0.26 | 0.026452 | 2.61 | 0.013226 | 1.31 | 0.0066129 | 0.66 | 0.0013226 | 0.13 | 0.013226 | 1.31 | 0.0066129 | 0.66 | 0.0033064 | 0.33 | 0.00066129 | 0.07 | 0.0026452 | 0.26 | 0.0013226 | 0.13 | 0.00066129 | 0.07 | 0.00013226 | 0.01
30 | 30 | 0 | 1 | 0 | 29 | 0.025238 | 0.5291 | 1.38 | 0.52905 | 4.6069e-05 | 20.9627 | 0 | 0 | 877.078 | 480 | 0.012619 | 0.26455 | 0.26453 | 2.3035e-05 | 0.0063095 | 0.13228 | 0.13226 | 1.1517e-05 | 0.0012619 | 0.026455 | 0.026453 | 2.3035e-06 | 9:34 | 0.053193 | 5.18 | 0.026597 | 2.62 | 0.013298 | 1.32 | 0.0026597 | 0.27 | 0.026597 | 2.62 | 0.013298 | 1.32 | 0.0066492 | 0.66 | 0.0013298 | 0.13 | 0.013298 | 1.32 | 0.0066492 | 0.66 | 0.0033246 | 0.33 | 0.00066492 | 0.07 | 0.0026597 | 0.27 | 0.0013298 | 0.13 | 0.00066492 | 0.07 | 0.00013298 | 0.01
30 | 30 | 0 | 1 | 0 | 29 | 0.025238 | 0.5291 | 1.38 | 0.52905 | 4.6069e-05 | 20.9627 | 0 | 0 | 877.078 | 480 | 0.012619 | 0.26455 | 0.26453 | 2.3035e-05 | 0.0063095 | 0.13228 | 0.13226 | 1.1517e-05 | 0.0012619 | 0.026455 | 0.026453 | 2.3035e-06 | 9:34 | 0.053484 | 5.21 | 0.026742 | 2.64 | 0.013371 | 1.33 | 0.0026742 | 0.27 | 0.026742 | 2.64 | 0.013371 | 1.33 | 0.0066855 | 0.67 | 0.0013371 | 0.13 | 0.013371 | 1.33 | 0.0066855 | 0.67 | 0.0033427 | 0.33 | 0.00066855 | 0.07 | 0.0026742 | 0.27 | 0.0013371 | 0.13 | 0.00066855 | 0.07 | 0.00013371 | 0.01
30 | 30 | 0 | 1 | 0 | 29 | 0.025238 | 0.5291 | 1.38 | 0.52905 | 4.6069e-05 | 20.9627 | 0 | 0 | 877.078 | 480 | 0.012619 | 0.26455 | 0.26453 | 2.3035e-05 | 0.0063095 | 0.13228 | 0.13226 | 1.1517e-05 | 0.0012619 | 0.026455 | 0.026453 | 2.3035e-06 | 9:35 | 0.053774 | 5.24 | 0.026887 | 2.65 | 0.013443 | 1.34 | 0.0026887 | 0.27 | 0.026887 | 2.65 | 0.013443 | 1.34 | 0.0067217 | 0.67 | 0.0013443 | 0.13 | 0.013443 | 1.34 | 0.0067217 | 0.67 | 0.0033609 | 0.34 | 0.00067217 | 0.07 | 0.0026887 | 0.27 | 0.0013443 | 0.13 | 0.00067217 | 0.07 | 0.00013443 | 0.01
30 | 30 | 0 | 1 | 0 | 29 | 0.025238 | 0.5291 | 1.38 | 0.52905 | 4.6069e-05 | 20.9627 | 0 | 0 | 877.078 | 480 | 0.012619 | 0.26455 | 0.26453 | 2.3035e-05 | 0.0063095 | 0.13228 | 0.13226 | 1.1517e-05 | 0.0012619 | 0.026455 | 0.026453 | 2.3035e-06 | 9:35 | 0.054064 | 5.26 | 0.027032 | 2.67 | 0.013516 | 1.34 | 0.0027032 | 0.27 | 0.027032 | 2.67 | 0.013516 | 1.34 | 0.006758 | 0.67 | 0.0013516 | 0.14 | 0.013516 | 1.34 | 0.006758 | 0.67 | 0.003379 | 0.34 | 0.0006758 | 0.07 | 0.0027032 | 0.27 | 0.0013516 | 0.14 | 0.0006758 | 0.07 | 0.00013516 | 0.01
30 | 30 | 0 | 1 | 0 | 29 | 0.025238 | 0.5291 | 1.38 | 0.52905 | 4.6069e-05 | 20.9627 | 0 | 0 | 877.078 | 480 | 0.012619 | 0.26455 | 0.26453 | 2.3035e-05 | 0.0063095 | 0.13228 | 0.13226 | 1.1517e-05 | 0.0012619 | 0.026455 | 0.026453 | 2.3035e-06 | 9:36 | 0.054354 | 5.29 | 0.027177 | 2.68 | 0.013589 | 1.35 | 0.0027177 | 0.27 | 0.027177 | 2.68 | 0.013589 | 1.35 | 0.0067943 | 0.68 | 0.0013589 | 0.14 | 0.013589 | 1.35 | 0.0067943 | 0.68 | 0.0033971 | 0.34 | 0.00067943 | 0.07 | 0.0027177 | 0.27 | 0.0013589 | 0.14 | 0.00067943 | 0.07 | 0.00013589 | 0.01
30 | 30 | 0 | 1 | 0 | 29 | 0.025238 | 0.5291 | 1.38 | 0.52905 | 4.6069e-05 | 20.9627 | 0 | 0 | 877.078 | 480 | 0.012619 | 0.26455 | 0.26453 | 2.3035e-05 | 0.0063095 | 0.13228 | 0.13226 | 1.1517e-05 | 0.0012619 | 0.026455 | 0.026453 | 2.3035e-06 | 9:36 | 0.054645 | 5.32 | 0.027322 | 2.7 | 0.013661 | 1.36 | 0.0027322 | 0.27 | 0.027322 | 2.7 | 0.013661 | 1.36 | 0.0068306 | 0.68 | 0.0013661 | 0.14 | 0.013661 | 1.36 | 0.0068306 | 0.68 | 0.0034153 | 0.34 | 0.00068306 | 0.07 | 0.0027322 | 0.27 | 0.0013661 | 0.14 | 0.00068306 | 0.07 | 0.00013661 | 0.01
30 | 30 | 0 | 1 | 0 | 29 | 0.025238 | 0.5291 | 1.38 | 0.52905 | 4.6069e-05 | 20.9627 | 0 | 0 | 877.078 | 480 | 0.012619 | 0.26455 | 0.26453 | 2.3035e-05 | 0.0063095 | 0.13228 | 0.13226 | 1.1517e-05 | 0.0012619 | 0.026455 | 0.026453 | 2.3035e-06 | 9:37 | 0.054935 | 5.35 | 0.027467 | 2.71 | 0.013734 | 1.36 | 0.0027467 | 0.27 | 0.027467 | 2.71 | 0.013734 | 1.36 | 0.0068669 | 0.68 | 0.0013734 | 0.14 | 0.013734 | 1.36 | 0.0068669 | 0.68 | 0.0034334 | 0.34 | 0.00068669 | 0.07 | 0.0027467 | 0.27 | 0.0013734 | 0.14 | 0.00068669 | 0.07 | 0.00013734 | 0.01
30 | 30 | 0 | 1 | 0 | 29 | 0.025238 | 0.5291 | 1.38 | 0.52905 | 4.6069e-05 | 20.9627 | 0 | 0 | 877.078 | 480 | 0.012619 | 0.26455 | 0.26453 | 2.3035e-05 | 0.0063095 | 0.13228 | 0.13226 | 1.1517e-05 | 0.0012619 | 0.026455 | 0.026453 | 2.3035e-06 | 9:37 | 0.055225 | 5.37 | 0.027613 | 2.72 | 0.013806 | 1.37 | 0.0027613 | 0.28 | 0.027613 | 2.72 | 0.013806 | 1.37 | 0.0069031 | 0.69 | 0.0013806 | 0.14 | 0.013806 | 1.37 | 0.0069031 | 0.69 | 0.0034516 | 0.34 | 0.00069031 | 0.07 | 0.0027613 | 0.28 | 0.0013806 | 0.14 | 0.00069031 | 0.07 | 0.00013806 | 0.01
30 | 30 | 0 | 1 | 0 | 29 | 0.025238 | 0.5291 | 1.38 | 0.52905 | 4.6069e-05 | 20.9627 | 0 | 0 | 877.078 | 480 | 0.012619 | 0.26455 | 0.26453 | 2.3035e-05 | 0.0063095 | 0.13228 | 0.13226 | 1.1517e-05 | 0.0012619 | 0.026455 | 0.026453 | 2.3035e-06 | 9:38 | 0.055515 | 5.4 | 0.027758 | 2.74 | 0.013879 | 1.38 | 0.0027758 | 0.28 | 0.027758 | 2.74 | 0.013879 | 1.38 | 0.0069394 | 0.69 | 0.0013879 | 0.14 | 0.013879 | 1.38 | 0.0069394 | 0.69 | 0.0034697 | 0.35 | 0.00069394 | 0.07 | 0.0027758 | 0.28 | 0.0013879 | 0.14 | 0.00069394 | 0.07 | 0.00013879 | 0.01
30 | 30 | 0 | 1 | 0 | 29 | 0.025238 | 0.5291 | 1.38 | 0.52905 | 4.6069e-05 | 20.9627 | 0 | 0 | 877.078 | 480 | 0.012619 | 0.26455 | 0.26453 | 2.3035e-05 | 0.0063095 | 0.13228 | 0.13226 | 1.1517e-05 | 0.0012619 | 0.026455 | 0.026453 | 2.3035e-06 | 9:38 | 0.055806 | 5.43 | 0.027903 | 2.75 | 0.013951 | 1.39 | 0.0027903 | 0.28 | 0.027903 | 2.75 | 0.013951 | 1.39 | 0.0069757 | 0.7 | 0.0013951 | 0.14 | 0.013951 | 1.39 | 0.0069757 | 0.7 | 0.0034878 | 0.35 | 0.00069757 | 0.07 | 0.0027903 | 0.28 | 0.0013951 | 0.14 | 0.00069757 | 0.07 | 0.00013951 | 0.01
30 | 30 | 0 | 1 | 0 | 29 | 0.025238 | 0.5291 | 1.38 | 0.52905 | 4.6069e-05 | 20.9627 | 0 | 0 | 877.078 | 480 | 0.012619 | 0.26455 | 0.26453 | 2.3035e-05 | 0.0063095 | 0.13228 | 0.13226 | 1.1517e-05 | 0.0012619 | 0.026455 | 0.026453 | 2.3035e-06 | 9:39 | 0.056096 | 5.46 | 0.028048 | 2.77 | 0.014024 | 1.39 | 0.0028048 | 0.28 | 0.028048 | 2.77 | 0.014024 | 1.39 | 0.007012 | 0.7 | 0.0014024 | 0.14 | 0.014024 | 1.39 | 0.007012 | 0.7 | 0.003506 | 0.35 | 0.0007012 | 0.07 | 0.0028048 | 0.28 | 0.0014024 | 0.14 | 0.0007012 | 0.07 | 0.00014024 | 0.01
30 | 30 | 0 | 1 | 0 | 29 | 0.025238 | 0.5291 | 1.38 | 0.52905 | 4.6069e-05 | 20.9627 | 0 | 0 | 877.078 | 480 | 0.012619 | 0.26455 | 0.26453 | 2.3035e-05 | 0.0063095 | 0.13228 | 0.13226 | 1.1517e-05 | 0.0012619 | 0.026455 | 0.026453 | 2.3035e-06 | 9:39 | 0.056386 | 5.48 | 0.028193 | 2.78 | 0.014096 | 1.4 | 0.0028193 | 0.28 | 0.028193 | 2.78 | 0.014096 | 1.4 | 0.0070482 | 0.7 | 0.0014096 | 0.14 | 0.014096 | 1.4 | 0.0070482 | 0.7 | 0.0035241 | 0.35 | 0.00070482 | 0.07 | 0.0028193 | 0.28 | 0.0014096 | 0.14 | 0.00070482 | 0.07 | 0.00014096 | 0.01
30 | 30 | 0 | 1 | 0 | 29 | 0.025238 | 0.5291 | 1.38 | 0.52905 | 4.6069e-05 | 20.9627 | 0 | 0 | 877.078 | 480 | 0.012619 | 0.26455 | 0.26453 | 2.3035e-05 | 0.0063095 | 0.13228 | 0.13226 | 1.1517e-05 | 0.0012619 | 0.026455 | 0.026453 | 2.3035e-06 | 9:40 | 0.056676 | 5.51 | 0.028338 | 2.79 | 0.014169 | 1.41 | 0.0028338 | 0.28 | 0.028338 | 2.79 | 0.014169 | 1.41 | 0.0070845 | 0.71 | 0.0014169 | 0.14 | 0.014169 | 1.41 | 0.0070845 | 0.71 | 0.0035423 | 0.35 | 0.00070845 | 0.07 | 0.0028338 | 0.28 | 0.0014169 | 0.14 | 0.00070845 | 0.07 | 0.00014169 | 0.01
30 | 30 | 0 | 1 | 0 | 29 | 0.025238 | 0.5291 | 1.38 | 0.52905 | 4.6069e-05 | 20.9627 | 0 | 0 | 877.078 | 480 | 0.012619 | 0.26455 | 0.26453 | 2.3035e-05 | 0.0063095 | 0.13228 | 0.13226 | 1.1517e-05 | 0.0012619 | 0.026455 | 0.026453 | 2.3035e-06 | 9:40 | 0.056966 | 5.54 | 0.028483 | 2.81 | 0.014242 | 1.41 | 0.0028483 | 0.28 | 0.028483 | 2.81 | 0.014242 | 1.41 | 0.0071208 | 0.71 | 0.0014242 | 0.14 | 0.014242 | 1.41 | 0.0071208 | 0.71 | 0.0035604 | 0.36 | 0.00071208 | 0.07 | 0.0028483 | 0.28 | 0.0014242 | 0.14 | 0.00071208 | 0.07 | 0.00014242 | 0.01
30 | 30 | 0 | 1 | 0 | 29 | 0.025238 | 0.5291 | 1.38 | 0.52905 | 4.6069e-05 | 20.9627 | 0 | 0 | 877.078 | 480 | 0.012619 | 0.26455 | 0.26453 | 2.3035e-05 | 0.0063095 | 0.13228 | 0.13226 | 1.1517e-05 | 0.0012619 | 0.026455 | 0.026453 | 2.3035e-06 | 9:41 | 0.057257 | 5.56 | 0.028628 | 2.82 | 0.014314 | 1.42 | 0.0028628 | 0.29 | 0.028628 | 2.82 | 0.014314 | 1.42 | 0.0071571 | 0.71 | 0.0014314 | 0.14 | 0.014314 | 1.42 | 0.0071571 | 0.71 | 0.0035785 | 0.36 | 0.00071571 | 0.07 | 0.0028628 | 0.29 | 0.0014314 | 0.14 | 0.00071571 | 0.07 | 0.00014314 | 0.01
30 | 30 | 0 | 1 | 0 | 29 | 0.025238 | 0.5291 | 1.38 | 0.52905 | 4.6069e-05 | 20.9627 | 0 | 0 | 877.078 | 480 | 0.012619 | 0.26455 | 0.26453 | 2.3035e-05 | 0.0063095 | 0.13228 | 0.13226 | 1.1517e-05 | 0.0012619 | 0.026455 | 0.026453 | 2.3035e-06 | 9:41 | 0.057547 | 5.59 | 0.028773 | 2.84 | 0.014387 | 1.43 | 0.0028773 | 0.29 | 0.028773 | 2.84 | 0.014387 | 1.43 | 0.0071934 | 0.72 | 0.0014387 | 0.14 | 0.014387 | 1.43 | 0.0071934 | 0.72 | 0.0035967 | 0.36 | 0.00071934 | 0.07 | 0.0028773 | 0.29 | 0.0014387 | 0.14 | 0.00071934 | 0.07 | 0.00014387 | 0.01
30 | 30 | 0 | 1 | 0 | 29 | 0.025238 | 0.5291 | 1.38 | 0.52905 | 4.6069e-05 | 20.9627 | 0 | 0 | 877.078 | 480 | 0.012619 | 0.26455 | 0.26453 | 2.3035e-05 | 0.0063095 | 0.13228 | 0.13226 | 1.1517e-05 | 0.0012619 | 0.026455 | 0.026453 | 2.3035e-06 | 9:42 | 0.057837 | 5.62 | 0.028919 | 2.85 | 0.014459 | 1.44 | 0.0028919 | 0.29 | 0.028919 | 2.85 | 0.014459 | 1.44 | 0.0072296 | 0.72 | 0.0014459 | 0.14 | 0.014459 | 1.44 | 0.0072296 | 0.72 | 0.0036148 | 0.36 | 0.00072296 | 0.07 | 0.0028919 | 0.29 | 0.0014459 | 0.14 | 0.00072296 | 0.07 | 0.00014459 | 0.01
30 | 30 | 0 | 1 | 0 | 29 | 0.025238 | 0.5291 | 1.38 | 0.52905 | 4.6069e-05 | 20.9627 | 0 | 0 | 877.078 | 480 | 0.012619 | 0.26455 | 0.26453 | 2.3035e-05 | 0.0063095 | 0.13228 | 0.13226 | 1.1517e-05 | 0.0012619 | 0.026455 | 0.026453 | 2.3035e-06 | 9:42 | 0.058127 | 5.65 | 0.029064 | 2.86 | 0.014532 | 1.44 | 0.0029064 | 0.29 | 0.029064 | 2.86 | 0.014532 | 1.44 | 0.0072659 | 0.72 | 0.0014532 | 0.15 | 0.014532 | 1.44 | 0.0072659 | 0.72 | 0.003633 | 0.36 | 0.00072659 | 0.07 | 0.0029064 | 0.29 | 0.0014532 | 0.15 | 0.00072659 | 0.07 | 0.00014532 | 0.01
30 | 30 | 0 | 1 | 0 | 29 | 0.025238 | 0.5291 | 1.38 | 0.52905 | 4.6069e-05 | 20.9627 | 0 | 0 | 877.078 | 480 | 0.012619 | 0.26455 | 0.26453 | 2.3035e-05 | 0.0063095 | 0.13228 | 0.13226 | 1.1517e-05 | 0.0012619 | 0.026455 | 0.026453 | 2.3035e-06 | 9:43 | 0.058418 | 5.67 | 0.029209 | 2.88 | 0.014604 | 1.45 | 0.0029209 | 0.29 | 0.029209 | 2.88 | 0.014604 | 1.45 | 0.0073022 | 0.73 | 0.0014604 | 0.15 | 0.014604 | 1.45 | 0.0073022 | 0.73 | 0.0036511 | 0.36 | 0.00073022 | 0.07 | 0.0029209 | 0.29 | 0.0014604 | 0.15 | 0.00073022 | 0.07 | 0.00014604 | 0.01
30 | 30 | 0 | 1 | 0 | 29 | 0.025238 | 0.5291 | 1.38 | 0.52905 | 4.6069e-05 | 20.9627 | 0 | 0 | 877.078 | 480 | 0.012619 | 0.26455 | 0.26453 | 2.3035e-05 | 0.0063095 | 0.13228 | 0.13226 | 1.1517e-05 | 0.0012619 | 0.026455 | 0.026453 | 2.3035e-06 | 9:43 | 0.058708 | 5.7 | 0.029354 | 2.89 | 0.014677 | 1.46 | 0.0029354 | 0.29 | 0.029354 | 2.89 | 0.014677 | 1.46 | 0.0073385 | 0.73 | 0.0014677 | 0.15 | 0.014677 | 1.46 | 0.0073385 | 0.73 | 0.0036692 | 0.37 | 0.00073385 | 0.07 | 0.0029354 | 0.29 | 0.0014677 | 0.15 | 0.00073385 | 0.07 | 0.00014677 | 0.01
30 | 30 | 0 | 1 | 0 | 29 | 0.025238 | 0.5291 | 1.38 | 0.52905 | 4.6069e-05 | 20.9627 | 0 | 0 | 877.078 | 480 | 0.012619 | 0.26455 | 0.26453 | 2.3035e-05 | 0.0063095 | 0.13228 | 0.13226 | 1.1517e-05 | 0.0012619 | 0.026455 | 0.026453 | 2.3035e-06 | 9:44 | 0.058998 | 5.73 | 0.029499 | 2.91 | 0.01475 | 1.46 | 0.0029499 | 0.29 | 0.029499 | 2.91 | 0.01475 | 1.46 | 0.0073748 | 0.73 | 0.001475 | 0.15 | 0.01475 | 1.46 | 0.0073748 | 0.73 | 0.0036874 | 0.37 | 0.00073748 | 0.07 | 0.0029499 | 0.29 | 0.001475 | 0.15 | 0.00073748 | 0.07 | 0.0001475 | 0.01
30 | 30 | 0 | 1 | 0 | 29 | 0.025238 | 0.5291 | 1.38 | 0.52905 | 4.6069e-05 | 20.9627 | 0 | 0 | 877.078 | 480 | 0.012619 | 0.26455 | 0.26453 | 2.3035e-05 | 0.0063095 | 0.13228 | 0.13226 | 1.1517e-05 | 0.0012619 | 0.026455 | 0.026453 | 2.3035e-06 | 9:44 | 0.059288 | 5.76 | 0.029644 | 2.92 | 0.014822 | 1.47 | 0.0029644 | 0.3 | 0.029644 | 2.92 | 0.014822 | 1.47 | 0.007411 | 0.74 | 0.0014822 | 0.15 | 0.014822 | 1.47 | 0.007411 | 0.74 | 0.0037055 | 0.37 | 0.0007411 | 0.07 | 0.0029644 | 0.3 | 0.0014822 | 0.15 | 0.0007411 | 0.07 | 0.00014822 | 0.01
30 | 30 | 0 | 1 | 0 | 29 | 0.025238 | 0.5291 | 1.38 | 0.52905 | 4.6069e-05 | 20.9627 | 0 | 0 | 877.078 | 480 | 0.012619 | 0.26455 | 0.26453 | 2.3035e-05 | 0.0063095 | 0.13228 | 0.13226 | 1.1517e-05 | 0.0012619 | 0.026455 | 0.026453 | 2.3035e-06 | 9:45 | 0.059579 | 5.78 | 0.029789 | 2.93 | 0.014895 | 1.48 | 0.0029789 | 0.3 | 0.029789 | 2.93 | 0.014895 | 1.48 | 0.0074473 | 0.74 | 0.0014895 | 0.15 | 0.014895 | 1.48 | 0.0074473 | 0.74 | 0.0037237 | 0.37 | 0.00074473 | 0.07 | 0.0029789 | 0.3 | 0.0014895 | 0.15 | 0.00074473 | 0.07 | 0.00014895 | 0.01
30 | 30 | 0 | 1 | 0 | 29 | 0.025238 | 0.5291 | 1.38 | 0.52905 | 4.6069e-05 | 20.9627 | 0 | 0 | 877.078 | 480 | 0.012619 | 0.26455 | 0.26453 | 2.3035e-05 | 0.0063095 | 0.13228 | 0.13226 | 1.1517e-05 | 0.0012619 | 0.026455 | 0.026453 | 2.3035e-06 | 9:45 | 0.059869 | 5.81 | 0.029934 | 2.95 | 0.014967 | 1.49 | 0.0029934 | 0.3 | 0.029934 | 2.95 | 0.014967 | 1.49 | 0.0074836 | 0.75 | 0.0014967 | 0.15 | 0.014967 | 1.49 | 0.0074836 | 0.75 | 0.0037418 | 0.37 | 0.00074836 | 0.07 | 0.0029934 | 0.3 | 0.0014967 | 0.15 | 0.00074836 | 0.07 | 0.00014967 | 0.01
30 | 30 | 0 | 1 | 0 | 29 | 0.025238 | 0.5291 | 1.38 | 0.52905 | 4.6069e-05 | 20.9627 | 0 | 0 | 877.078 | 480 | 0.012619 | 0.26455 | 0.26453 | 2.3035e-05 | 0.0063095 | 0.13228 | 0.13226 | 1.1517e-05 | 0.0012619 | 0.026455 | 0.026453 | 2.3035e-06 | 9:46 | 0.060159 | 5.84 | 0.03008 | 2.96 | 0.01504 | 1.49 | 0.003008 | 0.3 | 0.03008 | 2.96 | 0.01504 | 1.49 | 0.0075199 | 0.75 | 0.001504 | 0.15 | 0.01504 | 1.49 | 0.0075199 | 0.75 | 0.0037599 | 0.38 | 0.00075199 | 0.08 | 0.003008 | 0.3 | 0.001504 | 0.15 | 0.00075199 | 0.08 | 0.0001504 | 0.02
30 | 30 | 0 | 1 | 0 | 29 | 0.025238 | 0.5291 | 1.38 | 0.52905 | 4.6069e-05 | 20.9627 | 0 | 0 | 877.078 | 480 | 0.012619 | 0.26455 | 0.26453 | 2.3035e-05 | 0.0063095 | 0.13228 | 0.13226 | 1.1517e-05 | 0.0012619 | 0.026455 | 0.026453 | 2.3035e-06 | 9:46 | 0.060449 | 5.87 | 0.030225 | 2.98 | 0.015112 | 1.5 | 0.0030225 | 0.3 | 0.030225 | 2.98 | 0.015112 | 1.5 | 0.0075562 | 0.75 | 0.0015112 | 0.15 | 0.015112 | 1.5 | 0.0075562 | 0.75 | 0.0037781 | 0.38 | 0.00075562 | 0.08 | 0.0030225 | 0.3 | 0.0015112 | 0.15 | 0.00075562 | 0.08 | 0.00015112 | 0.02
30 | 30 | 0 | 1 | 0 | 29 | 0.025238 | 0.5291 | 1.38 | 0.52905 | 4.6069e-05 | 20.9627 | 0 | 0 | 877.078 | 480 | 0.012619 | 0.26455 | 0.26453 | 2.3035e-05 | 0.0063095 | 0.13228 | 0.13226 | 1.1517e-05 | 0.0012619 | 0.026455 | 0.026453 | 2.3035e-06 | 9:47 | 0.06074 | 5.89 | 0.03037 | 2.99 | 0.015185 | 1.51 | 0.003037 | 0.3 | 0.03037 | 2.99 | 0.015185 | 1.51 | 0.0075924 | 0.76 | 0.0015185 | 0.15 | 0.015185 | 1.51 | 0.0075924 | 0.76 | 0.0037962 | 0.38 | 0.00075924 | 0.08 | 0.003037 | 0.3 | 0.0015185 | 0.15 | 0.00075924 | 0.08 | 0.00015185 | 0.02
30 | 30 | 0 | 1 | 0 | 29 | 0.025238 | 0.5291 | 1.38 | 0.52905 | 4.6069e-05 | 20.9627 | 0 | 0 | 877.078 | 480 | 0.012619 | 0.26455 | 0.26453 | 2.3035e-05 | 0.0063095 | 0.13228 | 0.13226 | 1.1517e-05 | 0.0012619 | 0.026455 | 0.026453 | 2.3035e-06 | 9:47 | 0.06103 | 5.92 | 0.030515 | 3.01 | 0.015257 | 1.51 | 0.0030515 | 0.3 | 0.030515 | 3.01 | 0.015257 | 1.51 | 0.0076287 | 0.76 | 0.0015257 | 0.15 | 0.015257 | 1.51 | 0.0076287 | 0.76 | 0.0038144 | 0.38 | 0.00076287 | 0.08 | 0.0030515 | 0.3 | 0.0015257 | 0.15 | 0.00076287 | 0.08 | 0.00015257 | 0.02
30 | 30 | 0 | 1 | 0 | 29 | 0.025238 | 0.5291 | 1.38 | 0.52905 | 4.6069e-05 | 20.9627 | 0 | 0 | 877.078 | 480 | 0.012619 | 0.26455 | 0.26453 | 2.3035e-05 | 0.0063095 | 0.13228 | 0.13226 | 1.1517e-05 | 0.0012619 | 0.026455 | 0.026453 | 2.3035e-06 | 9:48 | 0.06132 | 5.95 | 0.03066 | 3.02 | 0.01533 | 1.52 | 0.003066 | 0.31 | 0.03066 | 3.02 | 0.01533 | 1.52 | 0.007665 | 0.76 | 0.001533 | 0.15 | 0.01533 | 1.52 | 0.007665 | 0.76 | 0.0038325 | 0.38 | 0.0007665 | 0.08 | 0.003066 | 0.31 | 0.001533 | 0.15 | 0.0007665 | 0.08 | 0.0001533 | 0.02
30 | 30 | 0 | 1 | 0 | 29 | 0.025238 | 0.5291 | 1.38 | 0.52905 | 4.6069e-05 | 20.9627 | 0 | 0 | 877.078 | 480 | 0.012619 | 0.26455 | 0.26453 | 2.3035e-05 | 0.0063095 | 0.13228 | 0.13226 | 1.1517e-05 | 0.0012619 | 0.026455 | 0.026453 | 2.3035e-06 | 9:48 | 0.06161 | 5.98 | 0.030805 | 3.03 | 0.015403 | 1.53 | 0.0030805 | 0.31 | 0.030805 | 3.03 | 0.015403 | 1.53 | 0.0077013 | 0.77 | 0.0015403 | 0.15 | 0.015403 | 1.53 | 0.0077013 | 0.77 | 0.0038506 | 0.38 | 0.00077013 | 0.08 | 0.0030805 | 0.31 | 0.0015403 | 0.15 | 0.00077013 | 0.08 | 0.00015403 | 0.02
30 | 30 | 0 | 1 | 0 | 29 | 0.025238 | 0.5291 | 1.38 | 0.52905 | 4.6069e-05 | 20.9627 | 0 | 0 | 877.078 | 480 | 0.012619 | 0.26455 | 0.26453 | 2.3035e-05 | 0.0063095 | 0.13228 | 0.13226 | 1.1517e-05 | 0.0012619 | 0.026455 | 0.026453 | 2.3035e-06 | 9:49 | 0.0619 | 6 | 0.03095 | 3.05 | 0.015475 | 1.54 | 0.003095 | 0.31 | 0.03095 | 3.05 | 0.015475 | 1.54 | 0.0077376 | 0.77 | 0.0015475 | 0.15 | 0.015475 | 1.54 | 0.0077376 | 0.77 | 0.0038688 | 0.39 | 0.00077376 | 0.08 | 0.003095 | 0.31 | 0.0015475 | 0.15 | 0.00077376 | 0.08 | 0.00015475 | 0.02
30 | 30 | 0 | 1 | 0 | 29 | 0.025238 | 0.5291 | 1.38 | 0.52905 | 4.6069e-05 | 20.9627 | 0 | 0 | 877.078 | 480 | 0.012619 | 0.26455 | 0.26453 | 2.3035e-05 | 0.0063095 | 0.13228 | 0.13226 | 1.1517e-05 | 0.0012619 | 0.026455 | 0.026453 | 2.3035e-06 | 9:49 | 0.062191 | 6.03 | 0.031095 | 3.06 | 0.015548 | 1.54 | 0.0031095 | 0.31 | 0.031095 | 3.06 | 0.015548 | 1.54 | 0.0077738 | 0.77 | 0.0015548 | 0.16 | 0.015548 | 1.54 | 0.0077738 | 0.77 | 0.0038869 | 0.39 | 0.00077738 | 0.08 | 0.0031095 | 0.31 | 0.0015548 | 0.16 | 0.00077738 | 0.08 | 0.00015548 | 0.02
30 | 30 | 0 | 1 | 0 | 29 | 0.025238 | 0.5291 | 1.38 | 0.52905 | 4.6069e-05 | 20.9627 | 0 | 0 | 877.078 | 480 | 0.012619 | 0.26455 | 0.26453 | 2.3035e-05 | 0.0063095 | 0.13228 | 0.13226 | 1.1517e-05 | 0.0012619 | 0.026455 | 0.026453 | 2.3035e-06 | 9:50 | 0.062481 | 6.06 | 0.03124 | 3.08 | 0.01562 | 1.55 | 0.003124 | 0.31 | 0.03124 | 3.08 | 0.01562 | 1.55 | 0.0078101 | 0.78 | 0.001562 | 0.16 | 0.01562 | 1.55 | 0.0078101 | 0.78 | 0.0039051 | 0.39 | 0.00078101 | 0.08 | 0.003124 | 0.31 | 0.001562 | 0.16 | 0.00078101 | 0.08 | 0.0001562 | 0.02
30 | 30 | 0 | 1 | 0 | 29 | 0.025238 | 0.5291 | 1.38 | 0.52905 | 4.6069e-05 | 20.9627 | 0 | 0 | 877.078 | 480 | 0.012619 | 0.26455 | 0.26453 | 2.3035e-05 | 0.0063095 | 0.13228 | 0.13226 | 1.1517e-05 | 0.0012619 | 0.026455 | 0.026453 | 2.3035e-06 | 9:50 | 0.062771 | 6.08 | 0.031386 | 3.09 | 0.015693 | 1.56 | 0.0031386 | 0.31 | 0.031386 | 3.09 | 0.015693 | 1.56 | 0.0078464 | 0.78 | 0.0015693 | 0.16 | 0.015693 | 1.56 | 0.0078464 | 0.78 | 0.0039232 | 0.39 | 0.00078464 | 0.08 | 0.0031386 | 0.31 | 0.0015693 | 0.16 | 0.00078464 | 0.08 | 0.00015693 | 0.02
30 | 30 | 0 | 1 | 0 | 29 | 0.025238 | 0.5291 | 1.38 | 0.52905 | 4.6069e-05 | 20.9627 | 0 | 0 | 877.078 | 480 | 0.012619 | 0.26455 | 0.26453 | 2.3035e-05 | 0.0063095 | 0.13228 | 0.13226 | 1.1517e-05 | 0.0012619 | 0.026455 | 0.026453 | 2.3035e-06 | 9:51 | 0.063061 | 6.11 | 0.031531 | 3.1 | 0.015765 | 1.56 | 0.0031531 | 0.31 | 0.031531 | 3.1 | 0.015765 | 1.56 | 0.0078827 | 0.79 | 0.0015765 | 0.16 | 0.015765 | 1.56 | 0.0078827 | 0.79 | 0.0039413 | 0.39 | 0.00078827 | 0.08 | 0.0031531 | 0.31 | 0.0015765 | 0.16 | 0.00078827 | 0.08 | 0.00015765 | 0.02
30 | 30 | 0 | 1 | 0 | 29 | 0.025238 | 0.5291 | 1.38 | 0.52905 | 4.6069e-05 | 20.9627 | 0 | 0 | 877.078 | 480 | 0.012619 | 0.26455 | 0.26453 | 2.3035e-05 | 0.0063095 | 0.13228 | 0.13226 | 1.1517e-05 | 0.0012619 | 0.026455 | 0.026453 | 2.3035e-06 | 9:51 | 0.063352 | 6.14 | 0.031676 | 3.12 | 0.015838 | 1.57 | 0.0031676 | 0.32 | 0.031676 | 3.12 | 0.015838 | 1.57 | 0.007919 | 0.79 | 0.0015838 | 0.16 | 0.015838 | 1.57 | 0.007919 | 0.79 | 0.0039595 | 0.4 | 0.0007919 | 0.08 | 0.0031676 | 0.32 | 0.0015838 | 0.16 | 0.0007919 | 0.08 | 0.00015838 | 0.02
30 | 30 | 0 | 1 | 0 | 29 | 0.025238 | 0.5291 | 1.38 | 0.52905 | 4.6069e-05 | 20.9627 | 0 | 0 | 877.078 | 480 | 0.012619 | 0.26455 | 0.26453 | 2.3035e-05 | 0.0063095 | 0.13228 | 0.13226 | 1.1517e-05 | 0.0012619 | 0.026455 | 0.026453 | 2.3035e-06 | 9:52 | 0.063642 | 6.17 | 0.031821 | 3.13 | 0.01591 | 1.58 | 0.0031821 | 0.32 | 0.031821 | 3.13 | 0.01591 | 1.58 | 0.0079552 | 0.79 | 0.001591 | 0.16 | 0.01591 | 1.58 | 0.0079552 | 0.79 | 0.0039776 | 0.4 | 0.00079552 | 0.08 | 0.0031821 | 0.32 | 0.001591 | 0.16 | 0.00079552 | 0.08 | 0.0001591 | 0.02
30 | 30 | 0 | 1 | 0 | 29 | 0.025238 | 0.5291 | 1.38 | 0.52905 | 4.6069e-05 | 20.9627 | 0 | 0 | 877.078 | 480 | 0.012619 | 0.26455 | 0.26453 | 2.3035e-05 | 0.0063095 | 0.13228 | 0.13226 | 1.1517e-05 | 0.0012619 | 0.026455 | 0.026453 | 2.3035e-06 | 9:52 | 0.063932 | 6.19 | 0.031966 | 3.15 | 0.015983 | 1.59 | 0.0031966 | 0.32 | 0.031966 | 3.15 | 0.015983 | 1.59 | 0.0079915 | 0.8 | 0.0015983 | 0.16 | 0.015983 | 1.59 | 0.0079915 | 0.8 | 0.0039958 | 0.4 | 0.00079915 | 0.08 | 0.0031966 | 0.32 | 0.0015983 | 0.16 | 0.00079915 | 0.08 | 0.00015983 | 0.02
30 | 30 | 0 | 1 | 0 | 29 | 0.025238 | 0.5291 | 1.38 | 0.52905 | 4.6069e-05 | 20.9627 | 0 | 0 | 877.078 | 480 | 0.012619 | 0.26455 | 0.26453 | 2.3035e-05 | 0.0063095 | 0.13228 | 0.13226 | 1.1517e-05 | 0.0012619 | 0.026455 | 0.026453 | 2.3035e-06 | 9:53 | 0.064222 | 6.22 | 0.032111 | 3.16 | 0.016056 | 1.59 | 0.0032111 | 0.32 | 0.032111 | 3.16 | 0.016056 | 1.59 | 0.0080278 | 0.8 | 0.0016056 | 0.16 | 0.016056 | 1.59 | 0.0080278 | 0.8 | 0.0040139 | 0.4 | 0.00080278 | 0.08 | 0.0032111 | 0.32 | 0.0016056 | 0.16 | 0.00080278 | 0.08 | 0.00016056 | 0.02
30 | 30 | 0 | 1 | 0 | 29 | 0.025238 | 0.5291 | 1.38 | 0.52905 | 4.6069e-05 | 20.9627 | 0 | 0 | 877.078 | 480 | 0.012619 | 0.26455 | 0.26453 | 2.3035e-05 | 0.0063095 | 0.13228 | 0.13226 | 1.1517e-05 | 0.0012619 | 0.026455 | 0.026453 | 2.3035e-06 | 9:53 | 0.064513 | 6.25 | 0.032256 | 3.17 | 0.016128 | 1.6 | 0.0032256 | 0.32 | 0.032256 | 3.17 | 0.016128 | 1.6 | 0.0080641 | 0.8 | 0.0016128 | 0.16 | 0.016128 | 1.6 | 0.0080641 | 0.8 | 0.004032 | 0.4 | 0.00080641 | 0.08 | 0.0032256 | 0.32 | 0.0016128 | 0.16 | 0.00080641 | 0.08 | 0.00016128 | 0.02
30 | 30 | 0 | 1 | 0 | 29 | 0.025238 | 0.5291 | 1.38 | 0.52905 | 4.6069e-05 | 20.9627 | 0 | 0 | 877.078 | 480 | 0.012619 | 0.26455 | 0.26453 | 2.3035e-05 | 0.0063095 | 0.13228 | 0.13226 | 1.1517e-05 | 0.0012619 | 0.026455 | 0.026453 | 2.3035e-06 | 9:54 | 0.064803 | 6.27 | 0.032401 | 3.19 | 0.016201 | 1.61 | 0.0032401 | 0.32 | 0.032401 | 3.19 | 0.016201 | 1.61 | 0.0081004 | 0.81 | 0.0016201 | 0.16 | 0.016201 | 1.61 | 0.0081004 | 0.81 | 0.0040502 | 0.4 | 0.00081004 | 0.08 | 0.0032401 | 0.32 | 0.0016201 | 0.16 | 0.00081004 | 0.08 | 0.00016201 | 0.02
30 | 30 | 0 | 1 | 0 | 29 | 0.025238 | 0.5291 | 1.38 | 0.52905 | 4.6069e-05 | 20.9627 | 0 | 0 | 877.078 | 480 | 0.012619 | 0.26455 | 0.26453 | 2.3035e-05 | 0.0063095 | 0.13228 | 0.13226 | 1.1517e-05 | 0.0012619 | 0.026455 | 0.026453 | 2.3035e-06 | 9:54 | 0.065093 | 6.3 | 0.032547 | 3.2 | 0.016273 | 1.61 | 0.0032547 | 0.32 | 0.032547 | 3.2 | 0.016273 | 1.61 | 0.0081366 | 0.81 | 0.0016273 | 0.16 | 0.016273 | 1.61 | 0.0081366 | 0.81 | 0.0040683 | 0.41 | 0.00081366 | 0.08 | 0.0032547 | 0.32 | 0.0016273 | 0.16 | 0.00081366 | 0.08 | 0.00016273 | 0.02
30 | 30 | 0 | 1 | 0 | 29 | 0.025238 | 0.5291 | 1.38 | 0.52905 | 4.6069e-05 | 20.9627 | 0 | 0 | 877.078 | 480 | 0.012619 | 0.26455 | 0.26453 | 2.3035e-05 | 0.0063095 | 0.13228 | 0.13226 | 1.1517e-05 | 0.0012619 | 0.026455 | 0.026453 | 2.3035e-06 | 9:55 | 0.065383 | 6.33 | 0.032692 | 3.22 | 0.016346 | 1.62 | 0.0032692 | 0.33 | 0.032692 | 3.22 | 0.016346 | 1.62 | 0.0081729 | 0.81 | 0.0016346 | 0.16 | 0.016346 | 1.62 | 0.0081729 | 0.81 | 0.0040865 | 0.41 | 0.00081729 | 0.08 | 0.0032692 | 0.33 | 0.0016346 | 0.16 | 0.00081729 | 0.08 | 0.00016346 | 0.02
30 | 30 | 0 | 1 | 0 | 29 | 0.025238 | 0.5291 | 1.38 | 0.52905 | 4.6069e-05 | 20.9627 | 0 | 0 | 877.078 | 480 | 0.012619 | 0.26455 | 0.26453 | 2.3035e-05 | 0.0063095 | 0.13228 | 0.13226 | 1.1517e-05 | 0.0012619 | 0.026455 | 0.026453 | 2.3035e-06 | 9:55 | 0.065674 | 6.36 | 0.032837 | 3.23 | 0.016418 | 1.63 | 0.0032837 | 0.33 | 0.032837 | 3.23 | 0.016418 | 1.63 | 0.0082092 | 0.82 | 0.0016418 | 0.16 | 0.016418 | 1.63 | 0.0082092 | 0.82 | 0.0041046 | 0.41 | 0.00082092 | 0.08 | 0.0032837 | 0.33 | 0.0016418 | 0.16 | 0.00082092 | 0.08 | 0.00016418 | 0.02
30 | 30 | 0 | 1 | 0 | 29 | 0.025238 | 0.5291 | 1.38 | 0.52905 | 4.6069e-05 | 20.9627 | 0 | 0 | 877.078 | 480 | 0.012619 | 0.26455 | 0.26453 | 2.3035e-05 | 0.0063095 | 0.13228 | 0.13226 | 1.1517e-05 | 0.0012619 | 0.026455 | 0.026453 | 2.3035e-06 | 9:56 | 0.065964 | 6.38 | 0.032982 | 3.24 | 0.016491 | 1.64 | 0.0032982 | 0.33 | 0.032982 | 3.24 | 0.016491 | 1.64 | 0.0082455 | 0.82 | 0.0016491 | 0.16 | 0.016491 | 1.64 | 0.0082455 | 0.82 | 0.0041227 | 0.41 | 0.00082455 | 0.08 | 0.0032982 | 0.33 | 0.0016491 | 0.16 | 0.00082455 | 0.08 | 0.00016491 | 0.02
30 | 30 | 0 | 1 | 0 | 29 | 0.025238 | 0.5291 | 1.38 | 0.52905 | 4.6069e-05 | 20.9627 | 0 | 0 | 877.078 | 480 | 0.012619 | 0.26455 | 0.26453 | 2.3035e-05 | 0.0063095 | 0.13228 | 0.13226 | 1.1517e-05 | 0.0012619 | 0.026455 | 0.026453 | 2.3035e-06 | 9:56 | 0.066254 | 6.41 | 0.033127 | 3.26 | 0.016564 | 1.64 | 0.0033127 | 0.33 | 0.033127 | 3.26 | 0.016564 | 1.64 | 0.0082818 | 0.82 | 0.0016564 | 0.17 | 0.016564 | 1.64 | 0.0082818 | 0.82 | 0.0041409 | 0.41 | 0.00082818 | 0.08 | 0.0033127 | 0.33 | 0.0016564 | 0.17 | 0.00082818 | 0.08 | 0.00016564 | 0.02
30 | 30 | 0 | 1 | 0 | 29 | 0.025238 | 0.5291 | 1.38 | 0.52905 | 4.6069e-05 | 20.9627 | 0 | 0 | 877.078 | 480 | 0.012619 | 0.26455 | 0.26453 | 2.3035e-05 | 0.0063095 | 0.13228 | 0.13226 | 1.1517e-05 | 0.0012619 | 0.026455 | 0.026453 | 2.3035e-06 | 9:57 | 0.066544 | 6.44 | 0.033272 | 3.27 | 0.016636 | 1.65 | 0.0033272 | 0.33 | 0.033272 | 3.27 | 0.016636 | 1.65 | 0.008318 | 0.83 | 0.0016636 | 0.17 | 0.016636 | 1.65 | 0.008318 | 0.83 | 0.004159 | 0.42 | 0.0008318 | 0.08 | 0.0033272 | 0.33 | 0.0016636 | 0.17 | 0.0008318 | 0.08 | 0.00016636 | 0.02
30 | 30 | 0 | 1 | 0 | 29 | 0.025238 | 0.5291 | 1.38 | 0.52905 | 4.6069e-05 | 20.9627 | 0 | 0 | 877.078 | 480 | 0.012619 | 0.26455 | 0.26453 | 2.3035e-05 | 0.0063095 | 0.13228 | 0.13226 | 1.1517e-05 | 0.0012619 | 0.026455 | 0.026453 | 2.3035e-06 | 9:57 | 0.066834 | 6.47 | 0.033417 | 3.29 | 0.016709 | 1.66 | 0.0033417 | 0.33 | 0.033417 | 3.29 | 0.016709 | 1.66 | 0.0083543 | 0.83 | 0.0016709 | 0.17 | 0.016709 | 1.66 | 0.0083543 | 0.83 | 0.0041772 | 0.42 | 0.00083543 | 0.08 | 0.0033417 | 0.33 | 0.0016709 | 0.17 | 0.00083543 | 0.08 | 0.00016709 | 0.02
30 | 30 | 0 | 1 | 0 | 29 | 0.025238 | 0.5291 | 1.38 | 0.52905 | 4.6069e-05 | 20.9627 | 0 | 0 | 877.078 | 480 | 0.012619 | 0.26455 | 0.26453 | 2.3035e-05 | 0.0063095 | 0.13228 | 0.13226 | 1.1517e-05 | 0.0012619 | 0.026455 | 0.026453 | 2.3035e-06 | 9:58 | 0.067125 | 6.49 | 0.033562 | 3.3 | 0.016781 | 1.66 | 0.0033562 | 0.34 | 0.033562 | 3.3 | 0.016781 | 1.66 | 0.0083906 | 0.84 | 0.0016781 | 0.17 | 0.016781 | 1.66 | 0.0083906 | 0.84 | 0.0041953 | 0.42 | 0.00083906 | 0.08 | 0.0033562 | 0.34 | 0.0016781 | 0.17 | 0.00083906 | 0.08 | 0.00016781 | 0.02
30 | 30 | 0 | 1 | 0 | 29 | 0.025238 | 0.5291 | 1.38 | 0.52905 | 4.6069e-05 | 20.9627 | 0 | 0 | 877.078 | 480 | 0.012619 | 0.26455 | 0.26453 | 2.3035e-05 | 0.0063095 | 0.13228 | 0.13226 | 1.1517e-05 | 0.0012619 | 0.026455 | 0.026453 | 2.3035e-06 | 9:58 | 0.067415 | 6.52 | 0.033707 | 3.31 | 0.016854 | 1.67 | 0.0033707 | 0.34 | 0.033707 | 3.31 | 0.016854 | 1.67 | 0.0084269 | 0.84 | 0.0016854 | 0.17 | 0.016854 | 1.67 | 0.0084269 | 0.84 | 0.0042134 | 0.42 | 0.00084269 | 0.08 | 0.0033707 | 0.34 | 0.0016854 | 0.17 | 0.00084269 | 0.08 | 0.00016854 | 0.02
30 | 30 | 0 | 1 | 0 | 29 | 0.025238 | 0.5291 | 1.38 | 0.52905 | 4.6069e-05 | 20.9627 | 0 | 0 | 877.078 | 480 | 0.012619 | 0.26455 | 0.26453 | 2.3035e-05 | 0.0063095 | 0.13228 | 0.13226 | 1.1517e-05 | 0.0012619 | 0.026455 | 0.026453 | 2.3035e-06 | 9:59 | 0.067705 | 6.55 | 0.033853 | 3.33 | 0.016926 | 1.68 | 0.0033853 | 0.34 | 0.033853 | 3.33 | 0.016926 | 1.68 | 0.0084632 | 0.84 | 0.0016926 | 0.17 | 0.016926 | 1.68 | 0.0084632 | 0.84 | 0.0042316 | 0.42 | 0.00084632 | 0.08 | 0.0033853 | 0.34 | 0.0016926 | 0.17 | 0.00084632 | 0.08 | 0.00016926 | 0.02
30 | 30 | 0 | 1 | 0 | 29 | 0.025238 | 0.5291 | 1.38 | 0.52905 | 4.6069e-05 | 20.9627 | 0 | 0 | 877.078 | 480 | 0.012619 | 0.26455 | 0.26453 | 2.3035e-05 | 0.0063095 | 0.13228 | 0.13226 | 1.1517e-05 | 0.0012619 | 0.026455 | 0.026453 | 2.3035e-06 | 9:59 | 0.067995 | 6.57 | 0.033998 | 3.34 | 0.016999 | 1.69 | 0.0033998 | 0.34 | 0.033998 | 3.34 | 0.016999 | 1.69 | 0.0084994 | 0.85 | 0.0016999 | 0.17 | 0.016999 | 1.69 | 0.0084994 | 0.85 | 0.0042497 | 0.42 | 0.00084994 | 0.08 | 0.0033998 | 0.34 | 0.0016999 | 0.17 | 0.00084994 | 0.08 | 0.00016999 | 0.02
30 | 30 | 0 | 1 | 0 | 29 | 0.025238 | 0.5291 | 1.38 | 0.52905 | 4.6069e-05 | 20.9627 | 0 | 0 | 877.078 | 480 | 0.012619 | 0.26455 | 0.26453 | 2.3035e-05 | 0.0063095 | 0.13228 | 0.13226 | 1.1517e-05 | 0.0012619 | 0.026455 | 0.026453 | 2.3035e-06 | 10:00 | 0.068286 | 6.6 | 0.034143 | 3.36 | 0.017071 | 1.69 | 0.0034143 | 0.34 | 0.034143 | 3.36 | 0.017071 | 1.69 | 0.0085357 | 0.85 | 0.0017071 | 0.17 | 0.017071 | 1.69 | 0.0085357 | 0.85 | 0.0042679 | 0.43 | 0.00085357 | 0.09 | 0.0034143 | 0.34 | 0.0017071 | 0.17 | 0.00085357 | 0.09 | 0.00017071 | 0.02
30 | 30 | 0 | 1 | 0 | 29 | 0.025238 | 0.5291 | 1.38 | 0.52905 | 4.6069e-05 | 20.9627 | 0 | 0 | 877.078 | 480 | 0.012619 | 0.26455 | 0.26453 | 2.3035e-05 | 0.0063095 | 0.13228 | 0.13226 | 1.1517e-05 | 0.0012619 | 0.026455 | 0.026453 | 2.3035e-06 | 10:00 | 0.068576 | 6.63 | 0.034288 | 3.37 | 0.017144 | 1.7 | 0.0034288 | 0.34 | 0.034288 | 3.37 | 0.017144 | 1.7 | 0.008572 | 0.85 | 0.0017144 | 0.17 | 0.017144 | 1.7 | 0.008572 | 0.85 | 0.004286 | 0.43 | 0.0008572 | 0.09 | 0.0034288 | 0.34 | 0.0017144 | 0.17 | 0.0008572 | 0.09 | 0.00017144 | 0.02
30 | 30 | 0 | 1 | 0 | 29 | 0.025238 | 0.5291 | 1.38 | 0.52905 | 4.6069e-05 | 20.9627 | 0 | 0 | 877.078 | 480 | 0.012619 | 0.26455 | 0.26453 | 2.3035e-05 | 0.0063095 | 0.13228 | 0.13226 | 1.1517e-05 | 0.0012619 | 0.026455 | 0.026453 | 2.3035e-06 | 10:01 | 0.068866 | 6.65 | 0.034433 | 3.38 | 0.017217 | 1.71 | 0.0034433 | 0.34 | 0.034433 | 3.38 | 0.017217 | 1.71 | 0.0086083 | 0.86 | 0.0017217 | 0.17 | 0.017217 | 1.71 | 0.0086083 | 0.86 | 0.0043041 | 0.43 | 0.00086083 | 0.09 | 0.0034433 | 0.34 | 0.0017217 | 0.17 | 0.00086083 | 0.09 | 0.00017217 | 0.02
30 | 30 | 0 | 1 | 0 | 29 | 0.025238 | 0.5291 | 1.38 | 0.52905 | 4.6069e-05 | 20.9627 | 0 | 0 | 877.078 | 480 | 0.012619 | 0.26455 | 0.26453 | 2.3035e-05 | 0.0063095 | 0.13228 | 0.13226 | 1.1517e-05 | 0.0012619 | 0.026455 | 0.026453 | 2.3035e-06 | 10:01 | 0.069156 | 6.68 | 0.034578 | 3.4 | 0.017289 | 1.71 | 0.0034578 | 0.35 | 0.034578 | 3.4 | 0.017289 | 1.71 | 0.0086445 | 0.86 | 0.0017289 | 0.17 | 0.017289 | 1.71 | 0.0086445 | 0.86 | 0.0043223 | 0.43 | 0.00086445 | 0.09 | 0.0034578 | 0.35 | 0.0017289 | 0.17 | 0.00086445 | 0.09 | 0.00017289 | 0.02
30 | 30 | 0 | 1 | 0 | 29 | 0.025238 | 0.5291 | 1.38 | 0.52905 | 4.6069e-05 | 20.9627 | 0 | 0 | 877.078 | 480 | 0.012619 | 0.26455 | 0.26453 | 2.3035e-05 | 0.0063095 | 0.13228 | 0.13226 | 1.1517e-05 | 0.0012619 | 0.026455 | 0.026453 | 2.3035e-06 | 10:02 | 0.069447 | 6.71 | 0.034723 | 3.41 | 0.017362 | 1.72 | 0.0034723 | 0.35 | 0.034723 | 3.41 | 0.017362 | 1.72 | 0.0086808 | 0.86 | 0.0017362 | 0.17 | 0.017362 | 1.72 | 0.0086808 | 0.86 | 0.0043404 | 0.43 | 0.00086808 | 0.09 | 0.0034723 | 0.35 | 0.0017362 | 0.17 | 0.00086808 | 0.09 | 0.00017362 | 0.02
30 | 30 | 0 | 1 | 0 | 29 | 0.025238 | 0.5291 | 1.38 | 0.52905 | 4.6069e-05 | 20.9627 | 0 | 0 | 877.078 | 480 | 0.012619 | 0.26455 | 0.26453 | 2.3035e-05 | 0.0063095 | 0.13228 | 0.13226 | 1.1517e-05 | 0.0012619 | 0.026455 | 0.026453 | 2.3035e-06 | 10:02 | 0.069737 | 6.74 | 0.034868 | 3.43 | 0.017434 | 1.73 | 0.0034868 | 0.35 | 0.034868 | 3.43 | 0.017434 | 1.73 | 0.0087171 | 0.87 | 0.0017434 | 0.17 | 0.017434 | 1.73 | 0.0087171 | 0.87 | 0.0043586 | 0.43 | 0.00087171 | 0.09 | 0.0034868 | 0.35 | 0.0017434 | 0.17 | 0.00087171 | 0.09 | 0.00017434 | 0.02
30 | 30 | 0 | 1 | 0 | 29 | 0.025238 | 0.5291 | 1.38 | 0.52905 | 4.6069e-05 | 20.9627 | 0 | 0 | 877.078 | 480 | 0.012619 | 0.26455 | 0.26453 | 2.3035e-05 | 0.0063095 | 0.13228 | 0.13226 | 1.1517e-05 | 0.0012619 | 0.026455 | 0.026453 | 2.3035e-06 | 10:03 | 0.070027 | 6.76 | 0.035014 | 3.44 | 0.017507 | 1.74 | 0.0035014 | 0.35 | 0.035014 | 3.44 | 0.017507 | 1.74 | 0.0087534 | 0.87 | 0.0017507 | 0.17 | 0.017507 | 1.74 | 0.0087534 | 0.87 | 0.0043767 | 0.44 | 0.00087534 | 0.09 | 0.0035014 | 0.35 | 0.0017507 | 0.17 | 0.00087534 | 0.09 | 0.00017507 | 0.02
30 | 30 | 0 | 1 | 0 | 29 | 0.025238 | 0.5291 | 1.38 | 0.52905 | 4.6069e-05 | 20.9627 | 0 | 0 | 877.078 | 480 | 0.012619 | 0.26455 | 0.26453 | 2.3035e-05 | 0.0063095 | 0.13228 | 0.13226 | 1.1517e-05 | 0.0012619 | 0.026455 | 0.026453 | 2.3035e-06 | 10:03 | 0.070317 | 6.79 | 0.035159 | 3.45 | 0.017579 | 1.74 | 0.0035159 | 0.35 | 0.035159 | 3.45 | 0.017579 | 1.74 | 0.0087897 | 0.88 | 0.0017579 | 0.18 | 0.017579 | 1.74 | 0.0087897 | 0.88 | 0.0043948 | 0.44 | 0.00087897 | 0.09 | 0.0035159 | 0.35 | 0.0017579 | 0.18 | 0.00087897 | 0.09 | 0.00017579 | 0.02
30 | 30 | 0 | 1 | 0 | 29 | 0.025238 | 0.5291 | 1.38 | 0.52905 | 4.6069e-05 | 20.9627 | 0 | 0 | 877.078 | 480 | 0.012619 | 0.26455 | 0.26453 | 2.3035e-05 | 0.0063095 | 0.13228 | 0.13226 | 1.1517e-05 | 0.0012619 | 0.026455 | 0.026453 | 2.3035e-06 | 10:04 | 0.070608 | 6.82 | 0.035304 | 3.47 | 0.017652 | 1.75 | 0.0035304 | 0.35 | 0.035304 | 3.47 | 0.017652 | 1.75 | 0.0088259 | 0.88 | 0.0017652 | 0.18 | 0.017652 | 1.75 | 0.0088259 | 0.88 | 0.004413 | 0.44 | 0.00088259 | 0.09 | 0.0035304 | 0.35 | 0.0017652 | 0.18 | 0.00088259 | 0.09 | 0.00017652 | 0.02
30 | 30 | 0 | 1 | 0 | 29 | 0.025238 | 0.5291 | 1.38 | 0.52905 | 4.6069e-05 | 20.9627 | 0 | 0 | 877.078 | 480 | 0.012619 | 0.26455 | 0.26453 | 2.3035e-05 | 0.0063095 | 0.13228 | 0.13226 | 1.1517e-05 | 0.0012619 | 0.026455 | 0.026453 | 2.3035e-06 | 10:04 | 0.070898 | 6.84 | 0.035449 | 3.48 | 0.017724 | 1.76 | 0.0035449 | 0.35 | 0.035449 | 3.48 | 0.017724 | 1.76 | 0.0088622 | 0.88 | 0.0017724 | 0.18 | 0.017724 | 1.76 | 0.0088622 | 0.88 | 0.0044311 | 0.44 | 0.00088622 | 0.09 | 0.0035449 | 0.35 | 0.0017724 | 0.18 | 0.00088622 | 0.09 | 0.00017724 | 0.02
30 | 30 | 0 | 1 | 0 | 29 | 0.025238 | 0.5291 | 1.38 | 0.52905 | 4.6069e-05 | 20.9627 | 0 | 0 | 877.078 | 480 | 0.012619 | 0.26455 | 0.26453 | 2.3035e-05 | 0.0063095 | 0.13228 | 0.13226 | 1.1517e-05 | 0.0012619 | 0.026455 | 0.026453 | 2.3035e-06 | 10:05 | 0.071188 | 6.87 | 0.035594 | 3.5 | 0.017797 | 1.76 | 0.0035594 | 0.36 | 0.035594 | 3.5 | 0.017797 | 1.76 | 0.0088985 | 0.89 | 0.0017797 | 0.18 | 0.017797 | 1.76 | 0.0088985 | 0.89 | 0.0044493 | 0.44 | 0.00088985 | 0.09 | 0.0035594 | 0.36 | 0.0017797 | 0.18 | 0.00088985 | 0.09 | 0.00017797 | 0.02
30 | 30 | 0 | 1 | 0 | 29 | 0.025238 | 0.5291 | 1.38 | 0.52905 | 4.6069e-05 | 20.9627 | 0 | 0 | 877.078 | 480 | 0.012619 | 0.26455 | 0.26453 | 2.3035e-05 | 0.0063095 | 0.13228 | 0.13226 | 1.1517e-05 | 0.0012619 | 0.026455 | 0.026453 | 2.3035e-06 | 10:05 | 0.071478 | 6.9 | 0.035739 | 3.51 | 0.01787 | 1.77 | 0.0035739 | 0.36 | 0.035739 | 3.51 | 0.01787 | 1.77 | 0.0089348 | 0.89 | 0.001787 | 0.18 | 0.01787 | 1.77 | 0.0089348 | 0.89 | 0.0044674 | 0.45 | 0.00089348 | 0.09 | 0.0035739 | 0.36 | 0.001787 | 0.18 | 0.00089348 | 0.09 | 0.0001787 | 0.02
30 | 30 | 0 | 1 | 0 | 29 | 0.025238 | 0.5291 | 1.38 | 0.52905 | 4.6069e-05 | 20.9627 | 0 | 0 | 877.078 | 480 | 0.012619 | 0.26455 | 0.26453 | 2.3035e-05 | 0.0063095 | 0.13228 | 0.13226 | 1.1517e-05 | 0.0012619 | 0.026455 | 0.026453 | 2.3035e-06 | 10:06 | 0.071769 | 6.93 | 0.035884 | 3.52 | 0.017942 | 1.78 | 0.0035884 | 0.36 | 0.035884 | 3.52 | 0.017942 | 1.78 | 0.0089711 | 0.89 | 0.0017942 | 0.18 | 0.017942 | 1.78 | 0.0089711 | 0.89 | 0.0044855 | 0.45 | 0.00089711 | 0.09 | 0.0035884 | 0.36 | 0.0017942 | 0.18 | 0.00089711 | 0.09 | 0.00017942 | 0.02
30 | 30 | 0 | 1 | 0 | 29 | 0.025238 | 0.5291 | 1.38 | 0.52905 | 4.6069e-05 | 20.9627 | 0 | 0 | 877.078 | 480 | 0.012619 | 0.26455 | 0.26453 | 2.3035e-05 | 0.0063095 | 0.13228 | 0.13226 | 1.1517e-05 | 0.0012619 | 0.026455 | 0.026453 | 2.3035e-06 | 10:06 | 0.072059 | 6.95 | 0.036029 | 3.54 | 0.018015 | 1.79 | 0.0036029 | 0.36 | 0.036029 | 3.54 | 0.018015 | 1.79 | 0.0090073 | 0.9 | 0.0018015 | 0.18 | 0.018015 | 1.79 | 0.0090073 | 0.9 | 0.0045037 | 0.45 | 0.00090073 | 0.09 | 0.0036029 | 0.36 | 0.0018015 | 0.18 | 0.00090073 | 0.09 | 0.00018015 | 0.02
30 | 30 | 0 | 1 | 0 | 29 | 0.025238 | 0.5291 | 1.38 | 0.52905 | 4.6069e-05 | 20.9627 | 0 | 0 | 877.078 | 480 | 0.012619 | 0.26455 | 0.26453 | 2.3035e-05 | 0.0063095 | 0.13228 | 0.13226 | 1.1517e-05 | 0.0012619 | 0.026455 | 0.026453 | 2.3035e-06 | 10:07 | 0.072349 | 6.98 | 0.036174 | 3.55 | 0.018087 | 1.79 | 0.0036174 | 0.36 | 0.036174 | 3.55 | 0.018087 | 1.79 | 0.0090436 | 0.9 | 0.0018087 | 0.18 | 0.018087 | 1.79 | 0.0090436 | 0.9 | 0.0045218 | 0.45 | 0.00090436 | 0.09 | 0.0036174 | 0.36 | 0.0018087 | 0.18 | 0.00090436 | 0.09 | 0.00018087 | 0.02
30 | 30 | 0 | 1 | 0 | 29 | 0.025238 | 0.5291 | 1.38 | 0.52905 | 4.6069e-05 | 20.9627 | 0 | 0 | 877.078 | 480 | 0.012619 | 0.26455 | 0.26453 | 2.3035e-05 | 0.0063095 | 0.13228 | 0.13226 | 1.1517e-05 | 0.0012619 | 0.026455 | 0.026453 | 2.3035e-06 | 10:07 | 0.072639 | 7.01 | 0.03632 | 3.57 | 0.01816 | 1.8 | 0.003632 | 0.36 | 0.03632 | 3.57 | 0.01816 | 1.8 | 0.0090799 | 0.9 | 0.001816 | 0.18 | 0.01816 | 1.8 | 0.0090799 | 0.9 | 0.00454 | 0.45 | 0.00090799 | 0.09 | 0.003632 | 0.36 | 0.001816 | 0.18 | 0.00090799 | 0.09 | 0.0001816 | 0.02
30 | 30 | 0 | 1 | 0 | 29 | 0.025238 | 0.5291 | 1.38 | 0.52905 | 4.6069e-05 | 20.9627 | 0 | 0 | 877.078 | 480 | 0.012619 | 0.26455 | 0.26453 | 2.3035e-05 | 0.0063095 | 0.13228 | 0.13226 | 1.1517e-05 | 0.0012619 | 0.026455 | 0.026453 | 2.3035e-06 | 10:08 | 0.072929 | 7.03 | 0.036465 | 3.58 | 0.018232 | 1.81 | 0.0036465 | 0.36 | 0.036465 | 3.58 | 0.018232 | 1.81 | 0.0091162 | 0.91 | 0.0018232 | 0.18 | 0.018232 | 1.81 | 0.0091162 | 0.91 | 0.0045581 | 0.45 | 0.00091162 | 0.09 | 0.0036465 | 0.36 | 0.0018232 | 0.18 | 0.00091162 | 0.09 | 0.00018232 | 0.02
30 | 30 | 0 | 1 | 0 | 29 | 0.025238 | 0.5291 | 1.38 | 0.52905 | 4.6069e-05 | 20.9627 | 0 | 0 | 877.078 | 480 | 0.012619 | 0.26455 | 0.26453 | 2.3035e-05 | 0.0063095 | 0.13228 | 0.13226 | 1.1517e-05 | 0.0012619 | 0.026455 | 0.026453 | 2.3035e-06 | 10:08 | 0.07322 | 7.06 | 0.03661 | 3.59 | 0.018305 | 1.81 | 0.003661 | 0.37 | 0.03661 | 3.59 | 0.018305 | 1.81 | 0.0091525 | 0.91 | 0.0018305 | 0.18 | 0.018305 | 1.81 | 0.0091525 | 0.91 | 0.0045762 | 0.46 | 0.00091525 | 0.09 | 0.003661 | 0.37 | 0.0018305 | 0.18 | 0.00091525 | 0.09 | 0.00018305 | 0.02
30 | 30 | 0 | 1 | 0 | 29 | 0.025238 | 0.5291 | 1.38 | 0.52905 | 4.6069e-05 | 20.9627 | 0 | 0 | 877.078 | 480 | 0.012619 | 0.26455 | 0.26453 | 2.3035e-05 | 0.0063095 | 0.13228 | 0.13226 | 1.1517e-05 | 0.0012619 | 0.026455 | 0.026453 | 2.3035e-06 | 10:09 | 0.07351 | 7.09 | 0.036755 | 3.61 | 0.018377 | 1.82 | 0.0036755 | 0.37 | 0.036755 | 3.61 | 0.018377 | 1.82 | 0.0091887 | 0.91 | 0.0018377 | 0.18 | 0.018377 | 1.82 | 0.0091887 | 0.91 | 0.0045944 | 0.46 | 0.00091887 | 0.09 | 0.0036755 | 0.37 | 0.0018377 | 0.18 | 0.00091887 | 0.09 | 0.00018377 | 0.02
30 | 30 | 0 | 1 | 0 | 29 | 0.025238 | 0.5291 | 1.38 | 0.52905 | 4.6069e-05 | 20.9627 | 0 | 0 | 877.078 | 480 | 0.012619 | 0.26455 | 0.26453 | 2.3035e-05 | 0.0063095 | 0.13228 | 0.13226 | 1.1517e-05 | 0.0012619 | 0.026455 | 0.026453 | 2.3035e-06 | 10:09 | 0.0738 | 7.11 | 0.0369 | 3.62 | 0.01845 | 1.83 | 0.00369 | 0.37 | 0.0369 | 3.62 | 0.01845 | 1.83 | 0.009225 | 0.92 | 0.001845 | 0.18 | 0.01845 | 1.83 | 0.009225 | 0.92 | 0.0046125 | 0.46 | 0.0009225 | 0.09 | 0.00369 | 0.37 | 0.001845 | 0.18 | 0.0009225 | 0.09 | 0.0001845 | 0.02
30 | 30 | 0 | 1 | 0 | 29 | 0.025238 | 0.5291 | 1.38 | 0.52905 | 4.6069e-05 | 20.9627 | 0 | 0 | 877.078 | 480 | 0.012619 | 0.26455 | 0.26453 | 2.3035e-05 | 0.0063095 | 0.13228 | 0.13226 | 1.1517e-05 | 0.0012619 | 0.026455 | 0.026453 | 2.3035e-06 | 10:10 | 0.07409 | 7.14 | 0.037045 | 3.64 | 0.018523 | 1.84 | 0.0037045 | 0.37 | 0.037045 | 3.64 | 0.018523 | 1.84 | 0.0092613 | 0.92 | 0.0018523 | 0.19 | 0.018523 | 1.84 | 0.0092613 | 0.92 | 0.0046307 | 0.46 | 0.00092613 | 0.09 | 0.0037045 | 0.37 | 0.0018523 | 0.19 | 0.00092613 | 0.09 | 0.00018523 | 0.02
30 | 30 | 0 | 1 | 0 | 29 | 0.025238 | 0.5291 | 1.38 | 0.52905 | 4.6069e-05 | 20.9627 | 0 | 0 | 877.078 | 480 | 0.012619 | 0.26455 | 0.26453 | 2.3035e-05 | 0.0063095 | 0.13228 | 0.13226 | 1.1517e-05 | 0.0012619 | 0.026455 | 0.026453 | 2.3035e-06 | 10:10 | 0.074381 | 7.17 | 0.03719 | 3.65 | 0.018595 | 1.84 | 0.003719 | 0.37 | 0.03719 | 3.65 | 0.018595 | 1.84 | 0.0092976 | 0.93 | 0.0018595 | 0.19 | 0.018595 | 1.84 | 0.0092976 | 0.93 | 0.0046488 | 0.46 | 0.00092976 | 0.09 | 0.003719 | 0.37 | 0.0018595 | 0.19 | 0.00092976 | 0.09 | 0.00018595 | 0.02
30 | 30 | 0 | 1 | 0 | 29 | 0.025238 | 0.5291 | 1.38 | 0.52905 | 4.6069e-05 | 20.9627 | 0 | 0 | 877.078 | 480 | 0.012619 | 0.26455 | 0.26453 | 2.3035e-05 | 0.0063095 | 0.13228 | 0.13226 | 1.1517e-05 | 0.0012619 | 0.026455 | 0.026453 | 2.3035e-06 | 10:11 | 0.074671 | 7.2 | 0.037335 | 3.66 | 0.018668 | 1.85 | 0.0037335 | 0.37 | 0.037335 | 3.66 | 0.018668 | 1.85 | 0.0093339 | 0.93 | 0.0018668 | 0.19 | 0.018668 | 1.85 | 0.0093339 | 0.93 | 0.0046669 | 0.47 | 0.00093339 | 0.09 | 0.0037335 | 0.37 | 0.0018668 | 0.19 | 0.00093339 | 0.09 | 0.00018668 | 0.02
30 | 30 | 0 | 1 | 0 | 29 | 0.025238 | 0.5291 | 1.38 | 0.52905 | 4.6069e-05 | 20.9627 | 0 | 0 | 877.078 | 480 | 0.012619 | 0.26455 | 0.26453 | 2.3035e-05 | 0.0063095 | 0.13228 | 0.13226 | 1.1517e-05 | 0.0012619 | 0.026455 | 0.026453 | 2.3035e-06 | 10:11 | 0.074961 | 7.22 | 0.037481 | 3.68 | 0.01874 | 1.86 | 0.0037481 | 0.37 | 0.037481 | 3.68 | 0.01874 | 1.86 | 0.0093701 | 0.93 | 0.001874 | 0.19 | 0.01874 | 1.86 | 0.0093701 | 0.93 | 0.0046851 | 0.47 | 0.00093701 | 0.09 | 0.0037481 | 0.37 | 0.001874 | 0.19 | 0.00093701 | 0.09 | 0.0001874 | 0.02
30 | 30 | 0 | 1 | 0 | 29 | 0.025238 | 0.5291 | 1.38 | 0.52905 | 4.6069e-05 | 20.9627 | 0 | 0 | 877.078 | 480 | 0.012619 | 0.26455 | 0.26453 | 2.3035e-05 | 0.0063095 | 0.13228 | 0.13226 | 1.1517e-05 | 0.0012619 | 0.026455 | 0.026453 | 2.3035e-06 | 10:12 | 0.075251 | 7.25 | 0.037626 | 3.69 | 0.018813 | 1.86 | 0.0037626 | 0.38 | 0.037626 | 3.69 | 0.018813 | 1.86 | 0.0094064 | 0.94 | 0.0018813 | 0.19 | 0.018813 | 1.86 | 0.0094064 | 0.94 | 0.0047032 | 0.47 | 0.00094064 | 0.09 | 0.0037626 | 0.38 | 0.0018813 | 0.19 | 0.00094064 | 0.09 | 0.00018813 | 0.02
30 | 30 | 0 | 1 | 0 | 29 | 0.025238 | 0.5291 | 1.38 | 0.52905 | 4.6069e-05 | 20.9627 | 0 | 0 | 877.078 | 480 | 0.012619 | 0.26455 | 0.26453 | 2.3035e-05 | 0.0063095 | 0.13228 | 0.13226 | 1.1517e-05 | 0.0012619 | 0.026455 | 0.026453 | 2.3035e-06 | 10:12 | 0.075542 | 7.28 | 0.037771 | 3.71 | 0.018885 | 1.87 | 0.0037771 | 0.38 | 0.037771 | 3.71 | 0.018885 | 1.87 | 0.0094427 | 0.94 | 0.0018885 | 0.19 | 0.018885 | 1.87 | 0.0094427 | 0.94 | 0.0047213 | 0.47 | 0.00094427 | 0.09 | 0.0037771 | 0.38 | 0.0018885 | 0.19 | 0.00094427 | 0.09 | 0.00018885 | 0.02
30 | 30 | 0 | 1 | 0 | 29 | 0.025238 | 0.5291 | 1.38 | 0.52905 | 4.6069e-05 | 20.9627 | 0 | 0 | 877.078 | 480 | 0.012619 | 0.26455 | 0.26453 | 2.3035e-05 | 0.0063095 | 0.13228 | 0.13226 | 1.1517e-05 | 0.0012619 | 0.026455 | 0.026453 | 2.3035e-06 | 10:13 | 0.075832 | 7.3 | 0.037916 | 3.72 | 0.018958 | 1.88 | 0.0037916 | 0.38 | 0.037916 | 3.72 | 0.018958 | 1.88 | 0.009479 | 0.94 | 0.0018958 | 0.19 | 0.018958 | 1.88 | 0.009479 | 0.94 | 0.0047395 | 0.47 | 0.0009479 | 0.09 | 0.0037916 | 0.38 | 0.0018958 | 0.19 | 0.0009479 | 0.09 | 0.00018958 | 0.02
30 | 30 | 0 | 1 | 0 | 29 | 0.025238 | 0.5291 | 1.38 | 0.52905 | 4.6069e-05 | 20.9627 | 0 | 0 | 877.078 | 480 | 0.012619 | 0.26455 | 0.26453 | 2.3035e-05 | 0.0063095 | 0.13228 | 0.13226 | 1.1517e-05 | 0.0012619 | 0.026455 | 0.026453 | 2.3035e-06 | 10:13 | 0.076122 | 7.33 | 0.038061 | 3.73 | 0.019031 | 1.89 | 0.0038061 | 0.38 | 0.038061 | 3.73 | 0.019031 | 1.89 | 0.0095153 | 0.95 | 0.0019031 | 0.19 | 0.019031 | 1.89 | 0.0095153 | 0.95 | 0.0047576 | 0.47 | 0.00095153 | 0.1 | 0.0038061 | 0.38 | 0.0019031 | 0.19 | 0.00095153 | 0.1 | 0.00019031 | 0.02
30 | 30 | 0 | 1 | 0 | 29 | 0.025238 | 0.5291 | 1.38 | 0.52905 | 4.6069e-05 | 20.9627 | 0 | 0 | 877.078 | 480 | 0.012619 | 0.26455 | 0.26453 | 2.3035e-05 | 0.0063095 | 0.13228 | 0.13226 | 1.1517e-05 | 0.0012619 | 0.026455 | 0.026453 | 2.3035e-06 | 10:14 | 0.076412 | 7.36 | 0.038206 | 3.75 | 0.019103 | 1.89 | 0.0038206 | 0.38 | 0.038206 | 3.75 | 0.019103 | 1.89 | 0.0095515 | 0.95 | 0.0019103 | 0.19 | 0.019103 | 1.89 | 0.0095515 | 0.95 | 0.0047758 | 0.48 | 0.00095515 | 0.1 | 0.0038206 | 0.38 | 0.0019103 | 0.19 | 0.00095515 | 0.1 | 0.00019103 | 0.02
30 | 30 | 0 | 1 | 0 | 29 | 0.025238 | 0.5291 | 1.38 | 0.52905 | 4.6069e-05 | 20.9627 | 0 | 0 | 877.078 | 480 | 0.012619 | 0.26455 | 0.26453 | 2.3035e-05 | 0.0063095 | 0.13228 | 0.13226 | 1.1517e-05 | 0.0012619 | 0.026455 | 0.026453 | 2.3035e-06 | 10:14 | 0.076703 | 7.38 | 0.038351 | 3.76 | 0.019176 | 1.9 | 0.0038351 | 0.38 | 0.038351 | 3.76 | 0.019176 | 1.9 | 0.0095878 | 0.95 | 0.0019176 | 0.19 | 0.019176 | 1.9 | 0.0095878 | 0.95 | 0.0047939 | 0.48 | 0.00095878 | 0.1 | 0.0038351 | 0.38 | 0.0019176 | 0.19 | 0.00095878 | 0.1 | 0.00019176 | 0.02
30 | 30 | 0 | 1 | 0 | 29 | 0.025238 | 0.5291 | 1.38 | 0.52905 | 4.6069e-05 | 20.9627 | 0 | 0 | 877.078 | 480 | 0.012619 | 0.26455 | 0.26453 | 2.3035e-05 | 0.0063095 | 0.13228 | 0.13226 | 1.1517e-05 | 0.0012619 | 0.026455 | 0.026453 | 2.3035e-06 | 10:15 | 0.076993 | 7.41 | 0.038496 | 3.78 | 0.019248 | 1.91 | 0.0038496 | 0.38 | 0.038496 | 3.78 | 0.019248 | 1.91 | 0.0096241 | 0.96 | 0.0019248 | 0.19 | 0.019248 | 1.91 | 0.0096241 | 0.96 | 0.004812 | 0.48 | 0.00096241 | 0.1 | 0.0038496 | 0.38 | 0.0019248 | 0.19 | 0.00096241 | 0.1 | 0.00019248 | 0.02
30 | 30 | 0 | 1 | 0 | 29 | 0.025238 | 0.5291 | 1.38 | 0.52905 | 4.6069e-05 | 20.9627 | 0 | 0 | 877.078 | 480 | 0.012619 | 0.26455 | 0.26453 | 2.3035e-05 | 0.0063095 | 0.13228 | 0.13226 | 1.1517e-05 | 0.0012619 | 0.026455 | 0.026453 | 2.3035e-06 | 10:15 | 0.077283 | 7.44 | 0.038642 | 3.79 | 0.019321 | 1.91 | 0.0038642 | 0.39 | 0.038642 | 3.79 | 0.019321 | 1.91 | 0.0096604 | 0.96 | 0.0019321 | 0.19 | 0.019321 | 1.91 | 0.0096604 | 0.96 | 0.0048302 | 0.48 | 0.00096604 | 0.1 | 0.0038642 | 0.39 | 0.0019321 | 0.19 | 0.00096604 | 0.1 | 0.00019321 | 0.02
30 | 30 | 0 | 1 | 0 | 29 | 0.025238 | 0.5291 | 1.38 | 0.52905 | 4.6069e-05 | 20.9627 | 0 | 0 | 877.078 | 480 | 0.012619 | 0.26455 | 0.26453 | 2.3035e-05 | 0.0063095 | 0.13228 | 0.13226 | 1.1517e-05 | 0.0012619 | 0.026455 | 0.026453 | 2.3035e-06 | 10:16 | 0.077573 | 7.46 | 0.038787 | 3.8 | 0.019393 | 1.92 | 0.0038787 | 0.39 | 0.038787 | 3.8 | 0.019393 | 1.92 | 0.0096967 | 0.96 | 0.0019393 | 0.19 | 0.019393 | 1.92 | 0.0096967 | 0.96 | 0.0048483 | 0.48 | 0.00096967 | 0.1 | 0.0038787 | 0.39 | 0.0019393 | 0.19 | 0.00096967 | 0.1 | 0.00019393 | 0.02
30 | 30 | 0 | 1 | 0 | 29 | 0.025238 | 0.5291 | 1.38 | 0.52905 | 4.6069e-05 | 20.9627 | 0 | 0 | 877.078 | 480 | 0.012619 | 0.26455 | 0.26453 | 2.3035e-05 | 0.0063095 | 0.13228 | 0.13226 | 1.1517e-05 | 0.0012619 | 0.026455 | 0.026453 | 2.3035e-06 | 10:16 | 0.077863 | 7.49 | 0.038932 | 3.82 | 0.019466 | 1.93 | 0.0038932 | 0.39 | 0.038932 | 3.82 | 0.019466 | 1.93 | 0.0097329 | 0.97 | 0.0019466 | 0.19 | 0.019466 | 1.93 | 0.0097329 | 0.97 | 0.0048665 | 0.49 | 0.00097329 | 0.1 | 0.0038932 | 0.39 | 0.0019466 | 0.19 | 0.00097329 | 0.1 | 0.00019466 | 0.02
30 | 30 | 0 | 1 | 0 | 29 | 0.025238 | 0.5291 | 1.38 | 0.52905 | 4.6069e-05 | 20.9627 | 0 | 0 | 877.078 | 480 | 0.012619 | 0.26455 | 0.26453 | 2.3035e-05 | 0.0063095 | 0.13228 | 0.13226 | 1.1517e-05 | 0.0012619 | 0.026455 | 0.026453 | 2.3035e-06 | 10:17 | 0.078154 | 7.52 | 0.039077 | 3.83 | 0.019538 | 1.93 | 0.0039077 | 0.39 | 0.039077 | 3.83 | 0.019538 | 1.93 | 0.0097692 | 0.97 | 0.0019538 | 0.2 | 0.019538 | 1.93 | 0.0097692 | 0.97 | 0.0048846 | 0.49 | 0.00097692 | 0.1 | 0.0039077 | 0.39 | 0.0019538 | 0.2 | 0.00097692 | 0.1 | 0.00019538 | 0.02
30 | 30 | 0 | 1 | 0 | 29 | 0.025238 | 0.5291 | 1.38 | 0.52905 | 4.6069e-05 | 20.9627 | 0 | 0 | 877.078 | 480 | 0.012619 | 0.26455 | 0.26453 | 2.3035e-05 | 0.0063095 | 0.13228 | 0.13226 | 1.1517e-05 | 0.0012619 | 0.026455 | 0.026453 | 2.3035e-06 | 10:17 | 0.078444 | 7.54 | 0.039222 | 3.85 | 0.019611 | 1.94 | 0.0039222 | 0.39 | 0.039222 | 3.85 | 0.019611 | 1.94 | 0.0098055 | 0.98 | 0.0019611 | 0.2 | 0.019611 | 1.94 | 0.0098055 | 0.98 | 0.0049027 | 0.49 | 0.00098055 | 0.1 | 0.0039222 | 0.39 | 0.0019611 | 0.2 | 0.00098055 | 0.1 | 0.00019611 | 0.02
30 | 30 | 0 | 1 | 0 | 29 | 0.025238 | 0.5291 | 1.38 | 0.52905 | 4.6069e-05 | 20.9627 | 0 | 0 | 877.078 | 480 | 0.012619 | 0.26455 | 0.26453 | 2.3035e-05 | 0.0063095 | 0.13228 | 0.13226 | 1.1517e-05 | 0.0012619 | 0.026455 | 0.026453 | 2.3035e-06 | 10:18 | 0.078734 | 7.57 | 0.039367 | 3.86 | 0.019684 | 1.95 | 0.0039367 | 0.39 | 0.039367 | 3.86 | 0.019684 | 1.95 | 0.0098418 | 0.98 | 0.0019684 | 0.2 | 0.019684 | 1.95 | 0.0098418 | 0.98 | 0.0049209 | 0.49 | 0.00098418 | 0.1 | 0.0039367 | 0.39 | 0.0019684 | 0.2 | 0.00098418 | 0.1 | 0.00019684 | 0.02
30 | 30 | 0 | 1 | 0 | 29 | 0.025238 | 0.5291 | 1.38 | 0.52905 | 4.6069e-05 | 20.9627 | 0 | 0 | 877.078 | 480 | 0.012619 | 0.26455 | 0.26453 | 2.3035e-05 | 0.0063095 | 0.13228 | 0.13226 | 1.1517e-05 | 0.0012619 | 0.026455 | 0.026453 | 2.3035e-06 | 10:18 | 0.079024 | 7.6 | 0.039512 | 3.87 | 0.019756 | 1.96 | 0.0039512 | 0.39 | 0.039512 | 3.87 | 0.019756 | 1.96 | 0.0098781 | 0.98 | 0.0019756 | 0.2 | 0.019756 | 1.96 | 0.0098781 | 0.98 | 0.004939 | 0.49 | 0.00098781 | 0.1 | 0.0039512 | 0.39 | 0.0019756 | 0.2 | 0.00098781 | 0.1 | 0.00019756 | 0.02
30 | 30 | 0 | 1 | 0 | 29 | 0.025238 | 0.5291 | 1.38 | 0.52905 | 4.6069e-05 | 20.9627 | 0 | 0 | 877.078 | 480 | 0.012619 | 0.26455 | 0.26453 | 2.3035e-05 | 0.0063095 | 0.13228 | 0.13226 | 1.1517e-05 | 0.0012619 | 0.026455 | 0.026453 | 2.3035e-06 | 10:19 | 0.079315 | 7.63 | 0.039657 | 3.89 | 0.019829 | 1.96 | 0.0039657 | 0.4 | 0.039657 | 3.89 | 0.019829 | 1.96 | 0.0099143 | 0.99 | 0.0019829 | 0.2 | 0.019829 | 1.96 | 0.0099143 | 0.99 | 0.0049572 | 0.49 | 0.00099143 | 0.1 | 0.0039657 | 0.4 | 0.0019829 | 0.2 | 0.00099143 | 0.1 | 0.00019829 | 0.02
30 | 30 | 0 | 1 | 0 | 29 | 0.025238 | 0.5291 | 1.38 | 0.52905 | 4.6069e-05 | 20.9627 | 0 | 0 | 877.078 | 480 | 0.012619 | 0.26455 | 0.26453 | 2.3035e-05 | 0.0063095 | 0.13228 | 0.13226 | 1.1517e-05 | 0.0012619 | 0.026455 | 0.026453 | 2.3035e-06 | 10:19 | 0.079605 | 7.65 | 0.039802 | 3.9 | 0.019901 | 1.97 | 0.0039802 | 0.4 | 0.039802 | 3.9 | 0.019901 | 1.97 | 0.0099506 | 0.99 | 0.0019901 | 0.2 | 0.019901 | 1.97 | 0.0099506 | 0.99 | 0.0049753 | 0.5 | 0.00099506 | 0.1 | 0.0039802 | 0.4 | 0.0019901 | 0.2 | 0.00099506 | 0.1 | 0.00019901 | 0.02
30 | 30 | 0 | 1 | 0 | 29 | 0.025238 | 0.5291 | 1.38 | 0.52905 | 4.6069e-05 | 20.9627 | 0 | 0 | 877.078 | 480 | 0.012619 | 0.26455 | 0.26453 | 2.3035e-05 | 0.0063095 | 0.13228 | 0.13226 | 1.1517e-05 | 0.0012619 | 0.026455 | 0.026453 | 2.3035e-06 | 10:20 | 0.079895 | 7.68 | 0.039948 | 3.92 | 0.019974 | 1.98 | 0.0039948 | 0.4 | 0.039948 | 3.92 | 0.019974 | 1.98 | 0.0099869 | 0.99 | 0.0019974 | 0.2 | 0.019974 | 1.98 | 0.0099869 | 0.99 | 0.0049934 | 0.5 | 0.00099869 | 0.1 | 0.0039948 | 0.4 | 0.0019974 | 0.2 | 0.00099869 | 0.1 | 0.00019974 | 0.02
30 | 30 | 0 | 1 | 0 | 29 | 0.025238 | 0.5291 | 1.38 | 0.52905 | 4.6069e-05 | 20.9627 | 0 | 0 | 877.078 | 480 | 0.012619 | 0.26455 | 0.26453 | 2.3035e-05 | 0.0063095 | 0.13228 | 0.13226 | 1.1517e-05 | 0.0012619 | 0.026455 | 0.026453 | 2.3035e-06 | 10:20 | 0.080185 | 7.71 | 0.040093 | 3.93 | 0.020046 | 1.98 | 0.0040093 | 0.4 | 0.040093 | 3.93 | 0.020046 | 1.98 | 0.010023 | 1 | 0.0020046 | 0.2 | 0.020046 | 1.98 | 0.010023 | 1 | 0.0050116 | 0.5 | 0.0010023 | 0.1 | 0.0040093 | 0.4 | 0.0020046 | 0.2 | 0.0010023 | 0.1 | 0.00020046 | 0.02
30 | 30 | 0 | 1 | 0 | 29 | 0.025238 | 0.5291 | 1.38 | 0.52905 | 4.6069e-05 | 20.9627 | 0 | 0 | 877.078 | 480 | 0.012619 | 0.26455 | 0.26453 | 2.3035e-05 | 0.0063095 | 0.13228 | 0.13226 | 1.1517e-05 | 0.0012619 | 0.026455 | 0.026453 | 2.3035e-06 | 10:21 | 0.080476 | 7.73 | 0.040238 | 3.94 | 0.020119 | 1.99 | 0.0040238 | 0.4 | 0.040238 | 3.94 | 0.020119 | 1.99 | 0.010059 | 1 | 0.0020119 | 0.2 | 0.020119 | 1.99 | 0.010059 | 1 | 0.0050297 | 0.5 | 0.0010059 | 0.1 | 0.0040238 | 0.4 | 0.0020119 | 0.2 | 0.0010059 | 0.1 | 0.00020119 | 0.02
30 | 30 | 0 | 1 | 0 | 29 | 0.025238 | 0.5291 | 1.38 | 0.52905 | 4.6069e-05 | 20.9627 | 0 | 0 | 877.078 | 480 | 0.012619 | 0.26455 | 0.26453 | 2.3035e-05 | 0.0063095 | 0.13228 | 0.13226 | 1.1517e-05 | 0.0012619 | 0.026455 | 0.026453 | 2.3035e-06 | 10:21 | 0.080766 | 7.76 | 0.040383 | 3.96 | 0.020191 | 2 | 0.0040383 | 0.4 | 0.040383 | 3.96 | 0.020191 | 2 | 0.010096 | 1 | 0.0020191 | 0.2 | 0.020191 | 2 | 0.010096 | 1 | 0.0050479 | 0.5 | 0.0010096 | 0.1 | 0.0040383 | 0.4 | 0.0020191 | 0.2 | 0.0010096 | 0.1 | 0.00020191 | 0.02
30 | 30 | 0 | 1 | 0 | 29 | 0.025238 | 0.5291 | 1.38 | 0.52905 | 4.6069e-05 | 20.9627 | 0 | 0 | 877.078 | 480 | 0.012619 | 0.26455 | 0.26453 | 2.3035e-05 | 0.0063095 | 0.13228 | 0.13226 | 1.1517e-05 | 0.0012619 | 0.026455 | 0.026453 | 2.3035e-06 | 10:22 | 0.081056 | 7.79 | 0.040528 | 3.97 | 0.020264 | 2.01 | 0.0040528 | 0.4 | 0.040528 | 3.97 | 0.020264 | 2.01 | 0.010132 | 1.01 | 0.0020264 | 0.2 | 0.020264 | 2.01 | 0.010132 | 1.01 | 0.005066 | 0.51 | 0.0010132 | 0.1 | 0.0040528 | 0.4 | 0.0020264 | 0.2 | 0.0010132 | 0.1 | 0.00020264 | 0.02
30 | 30 | 0 | 1 | 0 | 29 | 0.025238 | 0.5291 | 1.38 | 0.52905 | 4.6069e-05 | 20.9627 | 0 | 0 | 877.078 | 480 | 0.012619 | 0.26455 | 0.26453 | 2.3035e-05 | 0.0063095 | 0.13228 | 0.13226 | 1.1517e-05 | 0.0012619 | 0.026455 | 0.026453 | 2.3035e-06 | 10:22 | 0.081346 | 7.81 | 0.040673 | 3.99 | 0.020337 | 2.01 | 0.0040673 | 0.41 | 0.040673 | 3.99 | 0.020337 | 2.01 | 0.010168 | 1.01 | 0.0020337 | 0.2 | 0.020337 | 2.01 | 0.010168 | 1.01 | 0.0050841 | 0.51 | 0.0010168 | 0.1 | 0.0040673 | 0.41 | 0.0020337 | 0.2 | 0.0010168 | 0.1 | 0.00020337 | 0.02
30 | 30 | 0 | 1 | 0 | 29 | 0.025238 | 0.5291 | 1.38 | 0.52905 | 4.6069e-05 | 20.9627 | 0 | 0 | 877.078 | 480 | 0.012619 | 0.26455 | 0.26453 | 2.3035e-05 | 0.0063095 | 0.13228 | 0.13226 | 1.1517e-05 | 0.0012619 | 0.026455 | 0.026453 | 2.3035e-06 | 10:23 | 0.081637 | 7.84 | 0.040818 | 4 | 0.020409 | 2.02 | 0.0040818 | 0.41 | 0.040818 | 4 | 0.020409 | 2.02 | 0.010205 | 1.02 | 0.0020409 | 0.2 | 0.020409 | 2.02 | 0.010205 | 1.02 | 0.0051023 | 0.51 | 0.0010205 | 0.1 | 0.0040818 | 0.41 | 0.0020409 | 0.2 | 0.0010205 | 0.1 | 0.00020409 | 0.02
30 | 30 | 0 | 1 | 0 | 29 | 0.025238 | 0.5291 | 1.38 | 0.52905 | 4.6069e-05 | 20.9627 | 0 | 0 | 877.078 | 480 | 0.012619 | 0.26455 | 0.26453 | 2.3035e-05 | 0.0063095 | 0.13228 | 0.13226 | 1.1517e-05 | 0.0012619 | 0.026455 | 0.026453 | 2.3035e-06 | 10:23 | 0.081927 | 7.87 | 0.040963 | 4.01 | 0.020482 | 2.03 | 0.0040963 | 0.41 | 0.040963 | 4.01 | 0.020482 | 2.03 | 0.010241 | 1.02 | 0.0020482 | 0.2 | 0.020482 | 2.03 | 0.010241 | 1.02 | 0.0051204 | 0.51 | 0.0010241 | 0.1 | 0.0040963 | 0.41 | 0.0020482 | 0.2 | 0.0010241 | 0.1 | 0.00020482 | 0.02
30 | 30 | 0 | 1 | 0 | 29 | 0.025238 | 0.5291 | 1.38 | 0.52905 | 4.6069e-05 | 20.9627 | 0 | 0 | 877.078 | 480 | 0.012619 | 0.26455 | 0.26453 | 2.3035e-05 | 0.0063095 | 0.13228 | 0.13226 | 1.1517e-05 | 0.0012619 | 0.026455 | 0.026453 | 2.3035e-06 | 10:24 | 0.082217 | 7.89 | 0.041109 | 4.03 | 0.020554 | 2.03 | 0.0041109 | 0.41 | 0.041109 | 4.03 | 0.020554 | 2.03 | 0.010277 | 1.02 | 0.0020554 | 0.21 | 0.020554 | 2.03 | 0.010277 | 1.02 | 0.0051386 | 0.51 | 0.0010277 | 0.1 | 0.0041109 | 0.41 | 0.0020554 | 0.21 | 0.0010277 | 0.1 | 0.00020554 | 0.02
30 | 30 | 0 | 1 | 0 | 29 | 0.025238 | 0.5291 | 1.38 | 0.52905 | 4.6069e-05 | 20.9627 | 0 | 0 | 877.078 | 480 | 0.012619 | 0.26455 | 0.26453 | 2.3035e-05 | 0.0063095 | 0.13228 | 0.13226 | 1.1517e-05 | 0.0012619 | 0.026455 | 0.026453 | 2.3035e-06 | 10:24 | 0.082507 | 7.92 | 0.041254 | 4.04 | 0.020627 | 2.04 | 0.0041254 | 0.41 | 0.041254 | 4.04 | 0.020627 | 2.04 | 0.010313 | 1.03 | 0.0020627 | 0.21 | 0.020627 | 2.04 | 0.010313 | 1.03 | 0.0051567 | 0.51 | 0.0010313 | 0.1 | 0.0041254 | 0.41 | 0.0020627 | 0.21 | 0.0010313 | 0.1 | 0.00020627 | 0.02
30 | 30 | 0 | 1 | 0 | 29 | 0.025238 | 0.5291 | 1.38 | 0.52905 | 4.6069e-05 | 20.9627 | 0 | 0 | 877.078 | 480 | 0.012619 | 0.26455 | 0.26453 | 2.3035e-05 | 0.0063095 | 0.13228 | 0.13226 | 1.1517e-05 | 0.0012619 | 0.026455 | 0.026453 | 2.3035e-06 | 10:25 | 0.082798 | 7.95 | 0.041399 | 4.06 | 0.020699 | 2.05 | 0.0041399 | 0.41 | 0.041399 | 4.06 | 0.020699 | 2.05 | 0.01035 | 1.03 | 0.0020699 | 0.21 | 0.020699 | 2.05 | 0.01035 | 1.03 | 0.0051748 | 0.52 | 0.001035 | 0.1 | 0.0041399 | 0.41 | 0.0020699 | 0.21 | 0.001035 | 0.1 | 0.00020699 | 0.02
30 | 30 | 0 | 1 | 0 | 29 | 0.025238 | 0.5291 | 1.38 | 0.52905 | 4.6069e-05 | 20.9627 | 0 | 0 | 877.078 | 480 | 0.012619 | 0.26455 | 0.26453 | 2.3035e-05 | 0.0063095 | 0.13228 | 0.13226 | 1.1517e-05 | 0.0012619 | 0.026455 | 0.026453 | 2.3035e-06 | 10:25 | 0.083088 | 7.97 | 0.041544 | 4.07 | 0.020772 | 2.06 | 0.0041544 | 0.41 | 0.041544 | 4.07 | 0.020772 | 2.06 | 0.010386 | 1.03 | 0.0020772 | 0.21 | 0.020772 | 2.06 | 0.010386 | 1.03 | 0.005193 | 0.52 | 0.0010386 | 0.1 | 0.0041544 | 0.41 | 0.0020772 | 0.21 | 0.0010386 | 0.1 | 0.00020772 | 0.02
30 | 30 | 0 | 1 | 0 | 29 | 0.025238 | 0.5291 | 1.38 | 0.52905 | 4.6069e-05 | 20.9627 | 0 | 0 | 877.078 | 480 | 0.012619 | 0.26455 | 0.26453 | 2.3035e-05 | 0.0063095 | 0.13228 | 0.13226 | 1.1517e-05 | 0.0012619 | 0.026455 | 0.026453 | 2.3035e-06 | 10:26 | 0.083378 | 8 | 0.041689 | 4.08 | 0.020844 | 2.06 | 0.0041689 | 0.42 | 0.041689 | 4.08 | 0.020844 | 2.06 | 0.010422 | 1.04 | 0.0020844 | 0.21 | 0.020844 | 2.06 | 0.010422 | 1.04 | 0.0052111 | 0.52 | 0.0010422 | 0.1 | 0.0041689 | 0.42 | 0.0020844 | 0.21 | 0.0010422 | 0.1 | 0.00020844 | 0.02
30 | 30 | 0 | 1 | 0 | 29 | 0.025238 | 0.5291 | 1.38 | 0.52905 | 4.6069e-05 | 20.9627 | 0 | 0 | 877.078 | 480 | 0.012619 | 0.26455 | 0.26453 | 2.3035e-05 | 0.0063095 | 0.13228 | 0.13226 | 1.1517e-05 | 0.0012619 | 0.026455 | 0.026453 | 2.3035e-06 | 10:26 | 0.083668 | 8.03 | 0.041834 | 4.1 | 0.020917 | 2.07 | 0.0041834 | 0.42 | 0.041834 | 4.1 | 0.020917 | 2.07 | 0.010459 | 1.04 | 0.0020917 | 0.21 | 0.020917 | 2.07 | 0.010459 | 1.04 | 0.0052293 | 0.52 | 0.0010459 | 0.1 | 0.0041834 | 0.42 | 0.0020917 | 0.21 | 0.0010459 | 0.1 | 0.00020917 | 0.02
30 | 30 | 0 | 1 | 0 | 29 | 0.025238 | 0.5291 | 1.38 | 0.52905 | 4.6069e-05 | 20.9627 | 0 | 0 | 877.078 | 480 | 0.012619 | 0.26455 | 0.26453 | 2.3035e-05 | 0.0063095 | 0.13228 | 0.13226 | 1.1517e-05 | 0.0012619 | 0.026455 | 0.026453 | 2.3035e-06 | 10:27 | 0.083958 | 8.05 | 0.041979 | 4.11 | 0.02099 | 2.08 | 0.0041979 | 0.42 | 0.041979 | 4.11 | 0.02099 | 2.08 | 0.010495 | 1.04 | 0.002099 | 0.21 | 0.02099 | 2.08 | 0.010495 | 1.04 | 0.0052474 | 0.52 | 0.0010495 | 0.1 | 0.0041979 | 0.42 | 0.002099 | 0.21 | 0.0010495 | 0.1 | 0.0002099 | 0.02
30 | 30 | 0 | 1 | 0 | 29 | 0.025238 | 0.5291 | 1.38 | 0.52905 | 4.6069e-05 | 20.9627 | 0 | 0 | 877.078 | 480 | 0.012619 | 0.26455 | 0.26453 | 2.3035e-05 | 0.0063095 | 0.13228 | 0.13226 | 1.1517e-05 | 0.0012619 | 0.026455 | 0.026453 | 2.3035e-06 | 10:27 | 0.084249 | 8.08 | 0.042124 | 4.12 | 0.021062 | 2.08 | 0.0042124 | 0.42 | 0.042124 | 4.12 | 0.021062 | 2.08 | 0.010531 | 1.05 | 0.0021062 | 0.21 | 0.021062 | 2.08 | 0.010531 | 1.05 | 0.0052655 | 0.53 | 0.0010531 | 0.11 | 0.0042124 | 0.42 | 0.0021062 | 0.21 | 0.0010531 | 0.11 | 0.00021062 | 0.02
30 | 30 | 0 | 1 | 0 | 29 | 0.025238 | 0.5291 | 1.38 | 0.52905 | 4.6069e-05 | 20.9627 | 0 | 0 | 877.078 | 480 | 0.012619 | 0.26455 | 0.26453 | 2.3035e-05 | 0.0063095 | 0.13228 | 0.13226 | 1.1517e-05 | 0.0012619 | 0.026455 | 0.026453 | 2.3035e-06 | 10:28 | 0.084539 | 8.11 | 0.042269 | 4.14 | 0.021135 | 2.09 | 0.0042269 | 0.42 | 0.042269 | 4.14 | 0.021135 | 2.09 | 0.010567 | 1.05 | 0.0021135 | 0.21 | 0.021135 | 2.09 | 0.010567 | 1.05 | 0.0052837 | 0.53 | 0.0010567 | 0.11 | 0.0042269 | 0.42 | 0.0021135 | 0.21 | 0.0010567 | 0.11 | 0.00021135 | 0.02
30 | 30 | 0 | 1 | 0 | 29 | 0.025238 | 0.5291 | 1.38 | 0.52905 | 4.6069e-05 | 20.9627 | 0 | 0 | 877.078 | 480 | 0.012619 | 0.26455 | 0.26453 | 2.3035e-05 | 0.0063095 | 0.13228 | 0.13226 | 1.1517e-05 | 0.0012619 | 0.026455 | 0.026453 | 2.3035e-06 | 10:28 | 0.084829 | 8.13 | 0.042415 | 4.15 | 0.021207 | 2.1 | 0.0042415 | 0.42 | 0.042415 | 4.15 | 0.021207 | 2.1 | 0.010604 | 1.05 | 0.0021207 | 0.21 | 0.021207 | 2.1 | 0.010604 | 1.05 | 0.0053018 | 0.53 | 0.0010604 | 0.11 | 0.0042415 | 0.42 | 0.0021207 | 0.21 | 0.0010604 | 0.11 | 0.00021207 | 0.02
30 | 30 | 0 | 1 | 0 | 29 | 0.025238 | 0.5291 | 1.38 | 0.52905 | 4.6069e-05 | 20.9627 | 0 | 0 | 877.078 | 480 | 0.012619 | 0.26455 | 0.26453 | 2.3035e-05 | 0.0063095 | 0.13228 | 0.13226 | 1.1517e-05 | 0.0012619 | 0.026455 | 0.026453 | 2.3035e-06 | 10:29 | 0.085119 | 8.16 | 0.04256 | 4.17 | 0.02128 | 2.11 | 0.004256 | 0.42 | 0.04256 | 4.17 | 0.02128 | 2.11 | 0.01064 | 1.06 | 0.002128 | 0.21 | 0.02128 | 2.11 | 0.01064 | 1.06 | 0.00532 | 0.53 | 0.001064 | 0.11 | 0.004256 | 0.42 | 0.002128 | 0.21 | 0.001064 | 0.11 | 0.0002128 | 0.02
30 | 30 | 0 | 1 | 0 | 29 | 0.025238 | 0.5291 | 1.38 | 0.52905 | 4.6069e-05 | 20.9627 | 0 | 0 | 877.078 | 480 | 0.012619 | 0.26455 | 0.26453 | 2.3035e-05 | 0.0063095 | 0.13228 | 0.13226 | 1.1517e-05 | 0.0012619 | 0.026455 | 0.026453 | 2.3035e-06 | 10:29 | 0.08541 | 8.19 | 0.042705 | 4.18 | 0.021352 | 2.11 | 0.0042705 | 0.43 | 0.042705 | 4.18 | 0.021352 | 2.11 | 0.010676 | 1.06 | 0.0021352 | 0.21 | 0.021352 | 2.11 | 0.010676 | 1.06 | 0.0053381 | 0.53 | 0.0010676 | 0.11 | 0.0042705 | 0.43 | 0.0021352 | 0.21 | 0.0010676 | 0.11 | 0.00021352 | 0.02
30 | 30 | 0 | 1 | 0 | 29 | 0.025238 | 0.5291 | 1.38 | 0.52905 | 4.6069e-05 | 20.9627 | 0 | 0 | 877.078 | 480 | 0.012619 | 0.26455 | 0.26453 | 2.3035e-05 | 0.0063095 | 0.13228 | 0.13226 | 1.1517e-05 | 0.0012619 | 0.026455 | 0.026453 | 2.3035e-06 | 10:30 | 0.0857 | 8.21 | 0.04285 | 4.19 | 0.021425 | 2.12 | 0.004285 | 0.43 | 0.04285 | 4.19 | 0.021425 | 2.12 | 0.010712 | 1.07 | 0.0021425 | 0.21 | 0.021425 | 2.12 | 0.010712 | 1.07 | 0.0053562 | 0.53 | 0.0010712 | 0.11 | 0.004285 | 0.43 | 0.0021425 | 0.21 | 0.0010712 | 0.11 | 0.00021425 | 0.02
30 | 30 | 0 | 1 | 0 | 29 | 0.025238 | 0.5291 | 1.38 | 0.52905 | 4.6069e-05 | 20.9627 | 0 | 0 | 877.078 | 480 | 0.012619 | 0.26455 | 0.26453 | 2.3035e-05 | 0.0063095 | 0.13228 | 0.13226 | 1.1517e-05 | 0.0012619 | 0.026455 | 0.026453 | 2.3035e-06 | 10:30 | 0.08599 | 8.24 | 0.042995 | 4.21 | 0.021498 | 2.13 | 0.0042995 | 0.43 | 0.042995 | 4.21 | 0.021498 | 2.13 | 0.010749 | 1.07 | 0.0021498 | 0.21 | 0.021498 | 2.13 | 0.010749 | 1.07 | 0.0053744 | 0.54 | 0.0010749 | 0.11 | 0.0042995 | 0.43 | 0.0021498 | 0.21 | 0.0010749 | 0.11 | 0.00021498 | 0.02
30 | 30 | 0 | 1 | 0 | 29 | 0.025238 | 0.5291 | 1.38 | 0.52905 | 4.6069e-05 | 20.9627 | 0 | 0 | 877.078 | 480 | 0.012619 | 0.26455 | 0.26453 | 2.3035e-05 | 0.0063095 | 0.13228 | 0.13226 | 1.1517e-05 | 0.0012619 | 0.026455 | 0.026453 | 2.3035e-06 | 10:31 | 0.08628 | 8.27 | 0.04314 | 4.22 | 0.02157 | 2.13 | 0.004314 | 0.43 | 0.04314 | 4.22 | 0.02157 | 2.13 | 0.010785 | 1.07 | 0.002157 | 0.22 | 0.02157 | 2.13 | 0.010785 | 1.07 | 0.0053925 | 0.54 | 0.0010785 | 0.11 | 0.004314 | 0.43 | 0.002157 | 0.22 | 0.0010785 | 0.11 | 0.0002157 | 0.02
30 | 30 | 0 | 1 | 0 | 29 | 0.025238 | 0.5291 | 1.38 | 0.52905 | 4.6069e-05 | 20.9627 | 0 | 0 | 877.078 | 480 | 0.012619 | 0.26455 | 0.26453 | 2.3035e-05 | 0.0063095 | 0.13228 | 0.13226 | 1.1517e-05 | 0.0012619 | 0.026455 | 0.026453 | 2.3035e-06 | 10:31 | 0.086571 | 8.29 | 0.043285 | 4.24 | 0.021643 | 2.14 | 0.0043285 | 0.43 | 0.043285 | 4.24 | 0.021643 | 2.14 | 0.010821 | 1.08 | 0.0021643 | 0.22 | 0.021643 | 2.14 | 0.010821 | 1.08 | 0.0054107 | 0.54 | 0.0010821 | 0.11 | 0.0043285 | 0.43 | 0.0021643 | 0.22 | 0.0010821 | 0.11 | 0.00021643 | 0.02
30 | 30 | 0 | 1 | 0 | 29 | 0.025238 | 0.5291 | 1.38 | 0.52905 | 4.6069e-05 | 20.9627 | 0 | 0 | 877.078 | 480 | 0.012619 | 0.26455 | 0.26453 | 2.3035e-05 | 0.0063095 | 0.13228 | 0.13226 | 1.1517e-05 | 0.0012619 | 0.026455 | 0.026453 | 2.3035e-06 | 10:32 | 0.086861 | 8.32 | 0.04343 | 4.25 | 0.021715 | 2.15 | 0.004343 | 0.43 | 0.04343 | 4.25 | 0.021715 | 2.15 | 0.010858 | 1.08 | 0.0021715 | 0.22 | 0.021715 | 2.15 | 0.010858 | 1.08 | 0.0054288 | 0.54 | 0.0010858 | 0.11 | 0.004343 | 0.43 | 0.0021715 | 0.22 | 0.0010858 | 0.11 | 0.00021715 | 0.02
30 | 30 | 0 | 1 | 0 | 29 | 0.025238 | 0.5291 | 1.38 | 0.52905 | 4.6069e-05 | 20.9627 | 0 | 0 | 877.078 | 480 | 0.012619 | 0.26455 | 0.26453 | 2.3035e-05 | 0.0063095 | 0.13228 | 0.13226 | 1.1517e-05 | 0.0012619 | 0.026455 | 0.026453 | 2.3035e-06 | 10:32 | 0.087151 | 8.35 | 0.043576 | 4.26 | 0.021788 | 2.16 | 0.0043576 | 0.43 | 0.043576 | 4.26 | 0.021788 | 2.16 | 0.010894 | 1.08 | 0.0021788 | 0.22 | 0.021788 | 2.16 | 0.010894 | 1.08 | 0.0054469 | 0.54 | 0.0010894 | 0.11 | 0.0043576 | 0.43 | 0.0021788 | 0.22 | 0.0010894 | 0.11 | 0.00021788 | 0.02
30 | 30 | 0 | 1 | 0 | 29 | 0.025238 | 0.5291 | 1.38 | 0.52905 | 4.6069e-05 | 20.9627 | 0 | 0 | 877.078 | 480 | 0.012619 | 0.26455 | 0.26453 | 2.3035e-05 | 0.0063095 | 0.13228 | 0.13226 | 1.1517e-05 | 0.0012619 | 0.026455 | 0.026453 | 2.3035e-06 | 10:33 | 0.087441 | 8.37 | 0.043721 | 4.28 | 0.02186 | 2.16 | 0.0043721 | 0.44 | 0.043721 | 4.28 | 0.02186 | 2.16 | 0.01093 | 1.09 | 0.002186 | 0.22 | 0.02186 | 2.16 | 0.01093 | 1.09 | 0.0054651 | 0.55 | 0.001093 | 0.11 | 0.0043721 | 0.44 | 0.002186 | 0.22 | 0.001093 | 0.11 | 0.0002186 | 0.02
30 | 30 | 0 | 1 | 0 | 29 | 0.025238 | 0.5291 | 1.38 | 0.52905 | 4.6069e-05 | 20.9627 | 0 | 0 | 877.078 | 480 | 0.012619 | 0.26455 | 0.26453 | 2.3035e-05 | 0.0063095 | 0.13228 | 0.13226 | 1.1517e-05 | 0.0012619 | 0.026455 | 0.026453 | 2.3035e-06 | 10:33 | 0.087732 | 8.4 | 0.043866 | 4.29 | 0.021933 | 2.17 | 0.0043866 | 0.44 | 0.043866 | 4.29 | 0.021933 | 2.17 | 0.010966 | 1.09 | 0.0021933 | 0.22 | 0.021933 | 2.17 | 0.010966 | 1.09 | 0.0054832 | 0.55 | 0.0010966 | 0.11 | 0.0043866 | 0.44 | 0.0021933 | 0.22 | 0.0010966 | 0.11 | 0.00021933 | 0.02
30 | 30 | 0 | 1 | 0 | 29 | 0.025238 | 0.5291 | 1.38 | 0.52905 | 4.6069e-05 | 20.9627 | 0 | 0 | 877.078 | 480 | 0.012619 | 0.26455 | 0.26453 | 2.3035e-05 | 0.0063095 | 0.13228 | 0.13226 | 1.1517e-05 | 0.0012619 | 0.026455 | 0.026453 | 2.3035e-06 | 10:34 | 0.088022 | 8.43 | 0.044011 | 4.31 | 0.022005 | 2.18 | 0.0044011 | 0.44 | 0.044011 | 4.31 | 0.022005 | 2.18 | 0.011003 | 1.09 | 0.0022005 | 0.22 | 0.022005 | 2.18 | 0.011003 | 1.09 | 0.0055014 | 0.55 | 0.0011003 | 0.11 | 0.0044011 | 0.44 | 0.0022005 | 0.22 | 0.0011003 | 0.11 | 0.00022005 | 0.02
30 | 30 | 0 | 1 | 0 | 29 | 0.025238 | 0.5291 | 1.38 | 0.52905 | 4.6069e-05 | 20.9627 | 0 | 0 | 877.078 | 480 | 0.012619 | 0.26455 | 0.26453 | 2.3035e-05 | 0.0063095 | 0.13228 | 0.13226 | 1.1517e-05 | 0.0012619 | 0.026455 | 0.026453 | 2.3035e-06 | 10:34 | 0.088312 | 8.45 | 0.044156 | 4.32 | 0.022078 | 2.18 | 0.0044156 | 0.44 | 0.044156 | 4.32 | 0.022078 | 2.18 | 0.011039 | 1.1 | 0.0022078 | 0.22 | 0.022078 | 2.18 | 0.011039 | 1.1 | 0.0055195 | 0.55 | 0.0011039 | 0.11 | 0.0044156 | 0.44 | 0.0022078 | 0.22 | 0.0011039 | 0.11 | 0.00022078 | 0.02
30 | 30 | 0 | 1 | 0 | 29 | 0.025238 | 0.5291 | 1.38 | 0.52905 | 4.6069e-05 | 20.9627 | 0 | 0 | 877.078 | 480 | 0.012619 | 0.26455 | 0.26453 | 2.3035e-05 | 0.0063095 | 0.13228 | 0.13226 | 1.1517e-05 | 0.0012619 | 0.026455 | 0.026453 | 2.3035e-06 | 10:35 | 0.088602 | 8.48 | 0.044301 | 4.33 | 0.022151 | 2.19 | 0.0044301 | 0.44 | 0.044301 | 4.33 | 0.022151 | 2.19 | 0.011075 | 1.1 | 0.0022151 | 0.22 | 0.022151 | 2.19 | 0.011075 | 1.1 | 0.0055376 | 0.55 | 0.0011075 | 0.11 | 0.0044301 | 0.44 | 0.0022151 | 0.22 | 0.0011075 | 0.11 | 0.00022151 | 0.02
30 | 30 | 0 | 1 | 0 | 29 | 0.025238 | 0.5291 | 1.38 | 0.52905 | 4.6069e-05 | 20.9627 | 0 | 0 | 877.078 | 480 | 0.012619 | 0.26455 | 0.26453 | 2.3035e-05 | 0.0063095 | 0.13228 | 0.13226 | 1.1517e-05 | 0.0012619 | 0.026455 | 0.026453 | 2.3035e-06 | 10:35 | 0.088892 | 8.51 | 0.044446 | 4.35 | 0.022223 | 2.2 | 0.0044446 | 0.44 | 0.044446 | 4.35 | 0.022223 | 2.2 | 0.011112 | 1.11 | 0.0022223 | 0.22 | 0.022223 | 2.2 | 0.011112 | 1.11 | 0.0055558 | 0.55 | 0.0011112 | 0.11 | 0.0044446 | 0.44 | 0.0022223 | 0.22 | 0.0011112 | 0.11 | 0.00022223 | 0.02
30 | 30 | 0 | 1 | 0 | 29 | 0.025238 | 0.5291 | 1.38 | 0.52905 | 4.6069e-05 | 20.9627 | 0 | 0 | 877.078 | 480 | 0.012619 | 0.26455 | 0.26453 | 2.3035e-05 | 0.0063095 | 0.13228 | 0.13226 | 1.1517e-05 | 0.0012619 | 0.026455 | 0.026453 | 2.3035e-06 | 10:36 | 0.089183 | 8.53 | 0.044591 | 4.36 | 0.022296 | 2.2 | 0.0044591 | 0.44 | 0.044591 | 4.36 | 0.022296 | 2.2 | 0.011148 | 1.11 | 0.0022296 | 0.22 | 0.022296 | 2.2 | 0.011148 | 1.11 | 0.0055739 | 0.56 | 0.0011148 | 0.11 | 0.0044591 | 0.44 | 0.0022296 | 0.22 | 0.0011148 | 0.11 | 0.00022296 | 0.02
30 | 30 | 0 | 1 | 0 | 29 | 0.025238 | 0.5291 | 1.38 | 0.52905 | 4.6069e-05 | 20.9627 | 0 | 0 | 877.078 | 480 | 0.012619 | 0.26455 | 0.26453 | 2.3035e-05 | 0.0063095 | 0.13228 | 0.13226 | 1.1517e-05 | 0.0012619 | 0.026455 | 0.026453 | 2.3035e-06 | 10:36 | 0.089473 | 8.56 | 0.044736 | 4.38 | 0.022368 | 2.21 | 0.0044736 | 0.45 | 0.044736 | 4.38 | 0.022368 | 2.21 | 0.011184 | 1.11 | 0.0022368 | 0.22 | 0.022368 | 2.21 | 0.011184 | 1.11 | 0.0055921 | 0.56 | 0.0011184 | 0.11 | 0.0044736 | 0.45 | 0.0022368 | 0.22 | 0.0011184 | 0.11 | 0.00022368 | 0.02
30 | 30 | 0 | 1 | 0 | 29 | 0.025238 | 0.5291 | 1.38 | 0.52905 | 4.6069e-05 | 20.9627 | 0 | 0 | 877.078 | 480 | 0.012619 | 0.26455 | 0.26453 | 2.3035e-05 | 0.0063095 | 0.13228 | 0.13226 | 1.1517e-05 | 0.0012619 | 0.026455 | 0.026453 | 2.3035e-06 | 10:37 | 0.089763 | 8.59 | 0.044882 | 4.39 | 0.022441 | 2.22 | 0.0044882 | 0.45 | 0.044882 | 4.39 | 0.022441 | 2.22 | 0.01122 | 1.12 | 0.0022441 | 0.22 | 0.022441 | 2.22 | 0.01122 | 1.12 | 0.0056102 | 0.56 | 0.001122 | 0.11 | 0.0044882 | 0.45 | 0.0022441 | 0.22 | 0.001122 | 0.11 | 0.00022441 | 0.02
30 | 30 | 0 | 1 | 0 | 29 | 0.025238 | 0.5291 | 1.38 | 0.52905 | 4.6069e-05 | 20.9627 | 0 | 0 | 877.078 | 480 | 0.012619 | 0.26455 | 0.26453 | 2.3035e-05 | 0.0063095 | 0.13228 | 0.13226 | 1.1517e-05 | 0.0012619 | 0.026455 | 0.026453 | 2.3035e-06 | 10:37 | 0.090053 | 8.61 | 0.045027 | 4.4 | 0.022513 | 2.23 | 0.0045027 | 0.45 | 0.045027 | 4.4 | 0.022513 | 2.23 | 0.011257 | 1.12 | 0.0022513 | 0.22 | 0.022513 | 2.23 | 0.011257 | 1.12 | 0.0056283 | 0.56 | 0.0011257 | 0.11 | 0.0045027 | 0.45 | 0.0022513 | 0.22 | 0.0011257 | 0.11 | 0.00022513 | 0.02
30 | 30 | 0 | 1 | 0 | 29 | 0.025238 | 0.5291 | 1.38 | 0.52905 | 4.6069e-05 | 20.9627 | 0 | 0 | 877.078 | 480 | 0.012619 | 0.26455 | 0.26453 | 2.3035e-05 | 0.0063095 | 0.13228 | 0.13226 | 1.1517e-05 | 0.0012619 | 0.026455 | 0.026453 | 2.3035e-06 | 10:38 | 0.090344 | 8.64 | 0.045172 | 4.42 | 0.022586 | 2.23 | 0.0045172 | 0.45 | 0.045172 | 4.42 | 0.022586 | 2.23 | 0.011293 | 1.12 | 0.0022586 | 0.23 | 0.022586 | 2.23 | 0.011293 | 1.12 | 0.0056465 | 0.56 | 0.0011293 | 0.11 | 0.0045172 | 0.45 | 0.0022586 | 0.23 | 0.0011293 | 0.11 | 0.00022586 | 0.02
30 | 30 | 0 | 1 | 0 | 29 | 0.025238 | 0.5291 | 1.38 | 0.52905 | 4.6069e-05 | 20.9627 | 0 | 0 | 877.078 | 480 | 0.012619 | 0.26455 | 0.26453 | 2.3035e-05 | 0.0063095 | 0.13228 | 0.13226 | 1.1517e-05 | 0.0012619 | 0.026455 | 0.026453 | 2.3035e-06 | 10:38 | 0.090634 | 8.66 | 0.045317 | 4.43 | 0.022658 | 2.24 | 0.0045317 | 0.45 | 0.045317 | 4.43 | 0.022658 | 2.24 | 0.011329 | 1.13 | 0.0022658 | 0.23 | 0.022658 | 2.24 | 0.011329 | 1.13 | 0.0056646 | 0.56 | 0.0011329 | 0.11 | 0.0045317 | 0.45 | 0.0022658 | 0.23 | 0.0011329 | 0.11 | 0.00022658 | 0.02
30 | 30 | 0 | 1 | 0 | 29 | 0.025238 | 0.5291 | 1.38 | 0.52905 | 4.6069e-05 | 20.9627 | 0 | 0 | 877.078 | 480 | 0.012619 | 0.26455 | 0.26453 | 2.3035e-05 | 0.0063095 | 0.13228 | 0.13226 | 1.1517e-05 | 0.0012619 | 0.026455 | 0.026453 | 2.3035e-06 | 10:39 | 0.090924 | 8.69 | 0.045462 | 4.44 | 0.022731 | 2.25 | 0.0045462 | 0.45 | 0.045462 | 4.44 | 0.022731 | 2.25 | 0.011366 | 1.13 | 0.0022731 | 0.23 | 0.022731 | 2.25 | 0.011366 | 1.13 | 0.0056828 | 0.57 | 0.0011366 | 0.11 | 0.0045462 | 0.45 | 0.0022731 | 0.23 | 0.0011366 | 0.11 | 0.00022731 | 0.02
30 | 30 | 0 | 1 | 0 | 29 | 0.025238 | 0.5291 | 1.38 | 0.52905 | 4.6069e-05 | 20.9627 | 0 | 0 | 877.078 | 480 | 0.012619 | 0.26455 | 0.26453 | 2.3035e-05 | 0.0063095 | 0.13228 | 0.13226 | 1.1517e-05 | 0.0012619 | 0.026455 | 0.026453 | 2.3035e-06 | 10:39 | 0.091214 | 8.72 | 0.045607 | 4.46 | 0.022804 | 2.25 | 0.0045607 | 0.46 | 0.045607 | 4.46 | 0.022804 | 2.25 | 0.011402 | 1.13 | 0.0022804 | 0.23 | 0.022804 | 2.25 | 0.011402 | 1.13 | 0.0057009 | 0.57 | 0.0011402 | 0.11 | 0.0045607 | 0.46 | 0.0022804 | 0.23 | 0.0011402 | 0.11 | 0.00022804 | 0.02
30 | 30 | 0 | 1 | 0 | 29 | 0.025238 | 0.5291 | 1.38 | 0.52905 | 4.6069e-05 | 20.9627 | 0 | 0 | 877.078 | 480 | 0.012619 | 0.26455 | 0.26453 | 2.3035e-05 | 0.0063095 | 0.13228 | 0.13226 | 1.1517e-05 | 0.0012619 | 0.026455 | 0.026453 | 2.3035e-06 | 10:40 | 0.091505 | 8.74 | 0.045752 | 4.47 | 0.022876 | 2.26 | 0.0045752 | 0.46 | 0.045752 | 4.47 | 0.022876 | 2.26 | 0.011438 | 1.14 | 0.0022876 | 0.23 | 0.022876 | 2.26 | 0.011438 | 1.14 | 0.005719 | 0.57 | 0.0011438 | 0.11 | 0.0045752 | 0.46 | 0.0022876 | 0.23 | 0.0011438 | 0.11 | 0.00022876 | 0.02
30 | 30 | 0 | 1 | 0 | 29 | 0.025238 | 0.5291 | 1.38 | 0.52905 | 4.6069e-05 | 20.9627 | 0 | 0 | 877.078 | 480 | 0.012619 | 0.26455 | 0.26453 | 2.3035e-05 | 0.0063095 | 0.13228 | 0.13226 | 1.1517e-05 | 0.0012619 | 0.026455 | 0.026453 | 2.3035e-06 | 10:40 | 0.091795 | 8.77 | 0.045897 | 4.49 | 0.022949 | 2.27 | 0.0045897 | 0.46 | 0.045897 | 4.49 | 0.022949 | 2.27 | 0.011474 | 1.14 | 0.0022949 | 0.23 | 0.022949 | 2.27 | 0.011474 | 1.14 | 0.0057372 | 0.57 | 0.0011474 | 0.11 | 0.0045897 | 0.46 | 0.0022949 | 0.23 | 0.0011474 | 0.11 | 0.00022949 | 0.02
30 | 30 | 0 | 1 | 0 | 29 | 0.025238 | 0.5291 | 1.38 | 0.52905 | 4.6069e-05 | 20.9627 | 0 | 0 | 877.078 | 480 | 0.012619 | 0.26455 | 0.26453 | 2.3035e-05 | 0.0063095 | 0.13228 | 0.13226 | 1.1517e-05 | 0.0012619 | 0.026455 | 0.026453 | 2.3035e-06 | 10:41 | 0.092085 | 8.8 | 0.046043 | 4.5 | 0.023021 | 2.28 | 0.0046043 | 0.46 | 0.046043 | 4.5 | 0.023021 | 2.28 | 0.011511 | 1.14 | 0.0023021 | 0.23 | 0.023021 | 2.28 | 0.011511 | 1.14 | 0.0057553 | 0.57 | 0.0011511 | 0.12 | 0.0046043 | 0.46 | 0.0023021 | 0.23 | 0.0011511 | 0.12 | 0.00023021 | 0.02
30 | 30 | 0 | 1 | 0 | 29 | 0.025238 | 0.5291 | 1.38 | 0.52905 | 4.6069e-05 | 20.9627 | 0 | 0 | 877.078 | 480 | 0.012619 | 0.26455 | 0.26453 | 2.3035e-05 | 0.0063095 | 0.13228 | 0.13226 | 1.1517e-05 | 0.0012619 | 0.026455 | 0.026453 | 2.3035e-06 | 10:41 | 0.092375 | 8.82 | 0.046188 | 4.51 | 0.023094 | 2.28 | 0.0046188 | 0.46 | 0.046188 | 4.51 | 0.023094 | 2.28 | 0.011547 | 1.15 | 0.0023094 | 0.23 | 0.023094 | 2.28 | 0.011547 | 1.15 | 0.0057735 | 0.58 | 0.0011547 | 0.12 | 0.0046188 | 0.46 | 0.0023094 | 0.23 | 0.0011547 | 0.12 | 0.00023094 | 0.02
30 | 30 | 0 | 1 | 0 | 29 | 0.025238 | 0.5291 | 1.38 | 0.52905 | 4.6069e-05 | 20.9627 | 0 | 0 | 877.078 | 480 | 0.012619 | 0.26455 | 0.26453 | 2.3035e-05 | 0.0063095 | 0.13228 | 0.13226 | 1.1517e-05 | 0.0012619 | 0.026455 | 0.026453 | 2.3035e-06 | 10:42 | 0.092666 | 8.85 | 0.046333 | 4.53 | 0.023166 | 2.29 | 0.0046333 | 0.46 | 0.046333 | 4.53 | 0.023166 | 2.29 | 0.011583 | 1.15 | 0.0023166 | 0.23 | 0.023166 | 2.29 | 0.011583 | 1.15 | 0.0057916 | 0.58 | 0.0011583 | 0.12 | 0.0046333 | 0.46 | 0.0023166 | 0.23 | 0.0011583 | 0.12 | 0.00023166 | 0.02
30 | 30 | 0 | 1 | 0 | 29 | 0.025238 | 0.5291 | 1.38 | 0.52905 | 4.6069e-05 | 20.9627 | 0 | 0 | 877.078 | 480 | 0.012619 | 0.26455 | 0.26453 | 2.3035e-05 | 0.0063095 | 0.13228 | 0.13226 | 1.1517e-05 | 0.0012619 | 0.026455 | 0.026453 | 2.3035e-06 | 10:42 | 0.092956 | 8.88 | 0.046478 | 4.54 | 0.023239 | 2.3 | 0.0046478 | 0.46 | 0.046478 | 4.54 | 0.023239 | 2.3 | 0.011619 | 1.16 | 0.0023239 | 0.23 | 0.023239 | 2.3 | 0.011619 | 1.16 | 0.0058097 | 0.58 | 0.0011619 | 0.12 | 0.0046478 | 0.46 | 0.0023239 | 0.23 | 0.0011619 | 0.12 | 0.00023239 | 0.02
30 | 30 | 0 | 1 | 0 | 29 | 0.025238 | 0.5291 | 1.38 | 0.52905 | 4.6069e-05 | 20.9627 | 0 | 0 | 877.078 | 480 | 0.012619 | 0.26455 | 0.26453 | 2.3035e-05 | 0.0063095 | 0.13228 | 0.13226 | 1.1517e-05 | 0.0012619 | 0.026455 | 0.026453 | 2.3035e-06 | 10:43 | 0.093246 | 8.9 | 0.046623 | 4.56 | 0.023312 | 2.3 | 0.0046623 | 0.47 | 0.046623 | 4.56 | 0.023312 | 2.3 | 0.011656 | 1.16 | 0.0023312 | 0.23 | 0.023312 | 2.3 | 0.011656 | 1.16 | 0.0058279 | 0.58 | 0.0011656 | 0.12 | 0.0046623 | 0.47 | 0.0023312 | 0.23 | 0.0011656 | 0.12 | 0.00023312 | 0.02
30 | 30 | 0 | 1 | 0 | 29 | 0.025238 | 0.5291 | 1.38 | 0.52905 | 4.6069e-05 | 20.9627 | 0 | 0 | 877.078 | 480 | 0.012619 | 0.26455 | 0.26453 | 2.3035e-05 | 0.0063095 | 0.13228 | 0.13226 | 1.1517e-05 | 0.0012619 | 0.026455 | 0.026453 | 2.3035e-06 | 10:43 | 0.093536 | 8.93 | 0.046768 | 4.57 | 0.023384 | 2.31 | 0.0046768 | 0.47 | 0.046768 | 4.57 | 0.023384 | 2.31 | 0.011692 | 1.16 | 0.0023384 | 0.23 | 0.023384 | 2.31 | 0.011692 | 1.16 | 0.005846 | 0.58 | 0.0011692 | 0.12 | 0.0046768 | 0.47 | 0.0023384 | 0.23 | 0.0011692 | 0.12 | 0.00023384 | 0.02
30 | 30 | 0 | 1 | 0 | 29 | 0.025238 | 0.5291 | 1.38 | 0.52905 | 4.6069e-05 | 20.9627 | 0 | 0 | 877.078 | 480 | 0.012619 | 0.26455 | 0.26453 | 2.3035e-05 | 0.0063095 | 0.13228 | 0.13226 | 1.1517e-05 | 0.0012619 | 0.026455 | 0.026453 | 2.3035e-06 | 10:44 | 0.093826 | 8.96 | 0.046913 | 4.58 | 0.023457 | 2.32 | 0.0046913 | 0.47 | 0.046913 | 4.58 | 0.023457 | 2.32 | 0.011728 | 1.17 | 0.0023457 | 0.23 | 0.023457 | 2.32 | 0.011728 | 1.17 | 0.0058642 | 0.58 | 0.0011728 | 0.12 | 0.0046913 | 0.47 | 0.0023457 | 0.23 | 0.0011728 | 0.12 | 0.00023457 | 0.02
30 | 30 | 0 | 1 | 0 | 29 | 0.025238 | 0.5291 | 1.38 | 0.52905 | 4.6069e-05 | 20.9627 | 0 | 0 | 877.078 | 480 | 0.012619 | 0.26455 | 0.26453 | 2.3035e-05 | 0.0063095 | 0.13228 | 0.13226 | 1.1517e-05 | 0.0012619 | 0.026455 | 0.026453 | 2.3035e-06 | 10:44 | 0.094117 | 8.98 | 0.047058 | 4.6 | 0.023529 | 2.33 | 0.0047058 | 0.47 | 0.047058 | 4.6 | 0.023529 | 2.33 | 0.011765 | 1.17 | 0.0023529 | 0.24 | 0.023529 | 2.33 | 0.011765 | 1.17 | 0.0058823 | 0.59 | 0.0011765 | 0.12 | 0.0047058 | 0.47 | 0.0023529 | 0.24 | 0.0011765 | 0.12 | 0.00023529 | 0.02
30 | 30 | 0 | 1 | 0 | 29 | 0.025238 | 0.5291 | 1.38 | 0.52905 | 4.6069e-05 | 20.9627 | 0 | 0 | 877.078 | 480 | 0.012619 | 0.26455 | 0.26453 | 2.3035e-05 | 0.0063095 | 0.13228 | 0.13226 | 1.1517e-05 | 0.0012619 | 0.026455 | 0.026453 | 2.3035e-06 | 10:45 | 0.094407 | 9.01 | 0.047203 | 4.61 | 0.023602 | 2.33 | 0.0047203 | 0.47 | 0.047203 | 4.61 | 0.023602 | 2.33 | 0.011801 | 1.17 | 0.0023602 | 0.24 | 0.023602 | 2.33 | 0.011801 | 1.17 | 0.0059004 | 0.59 | 0.0011801 | 0.12 | 0.0047203 | 0.47 | 0.0023602 | 0.24 | 0.0011801 | 0.12 | 0.00023602 | 0.02
30 | 30 | 0 | 1 | 0 | 29 | 0.025238 | 0.5291 | 1.38 | 0.52905 | 4.6069e-05 | 20.9627 | 0 | 0 | 877.078 | 480 | 0.012619 | 0.26455 | 0.26453 | 2.3035e-05 | 0.0063095 | 0.13228 | 0.13226 | 1.1517e-05 | 0.0012619 | 0.026455 | 0.026453 | 2.3035e-06 | 10:45 | 0.094697 | 9.04 | 0.047349 | 4.62 | 0.023674 | 2.34 | 0.0047349 | 0.47 | 0.047349 | 4.62 | 0.023674 | 2.34 | 0.011837 | 1.18 | 0.0023674 | 0.24 | 0.023674 | 2.34 | 0.011837 | 1.18 | 0.0059186 | 0.59 | 0.0011837 | 0.12 | 0.0047349 | 0.47 | 0.0023674 | 0.24 | 0.0011837 | 0.12 | 0.00023674 | 0.02
30 | 30 | 0 | 1 | 0 | 29 | 0.025238 | 0.5291 | 1.38 | 0.52905 | 4.6069e-05 | 20.9627 | 0 | 0 | 877.078 | 480 | 0.012619 | 0.26455 | 0.26453 | 2.3035e-05 | 0.0063095 | 0.13228 | 0.13226 | 1.1517e-05 | 0.0012619 | 0.026455 | 0.026453 | 2.3035e-06 | 10:46 | 0.094987 | 9.06 | 0.047494 | 4.64 | 0.023747 | 2.35 | 0.0047494 | 0.47 | 0.047494 | 4.64 | 0.023747 | 2.35 | 0.011873 | 1.18 | 0.0023747 | 0.24 | 0.023747 | 2.35 | 0.011873 | 1.18 | 0.0059367 | 0.59 | 0.0011873 | 0.12 | 0.0047494 | 0.47 | 0.0023747 | 0.24 | 0.0011873 | 0.12 | 0.00023747 | 0.02
30 | 30 | 0 | 1 | 0 | 29 | 0.025238 | 0.5291 | 1.38 | 0.52905 | 4.6069e-05 | 20.9627 | 0 | 0 | 877.078 | 480 | 0.012619 | 0.26455 | 0.26453 | 2.3035e-05 | 0.0063095 | 0.13228 | 0.13226 | 1.1517e-05 | 0.0012619 | 0.026455 | 0.026453 | 2.3035e-06 | 10:46 | 0.095278 | 9.09 | 0.047639 | 4.65 | 0.023819 | 2.35 | 0.0047639 | 0.48 | 0.047639 | 4.65 | 0.023819 | 2.35 | 0.01191 | 1.18 | 0.0023819 | 0.24 | 0.023819 | 2.35 | 0.01191 | 1.18 | 0.0059549 | 0.59 | 0.001191 | 0.12 | 0.0047639 | 0.48 | 0.0023819 | 0.24 | 0.001191 | 0.12 | 0.00023819 | 0.02
30 | 30 | 0 | 1 | 0 | 29 | 0.025238 | 0.5291 | 1.38 | 0.52905 | 4.6069e-05 | 20.9627 | 0 | 0 | 877.078 | 480 | 0.012619 | 0.26455 | 0.26453 | 2.3035e-05 | 0.0063095 | 0.13228 | 0.13226 | 1.1517e-05 | 0.0012619 | 0.026455 | 0.026453 | 2.3035e-06 | 10:47 | 0.095568 | 9.11 | 0.047784 | 4.67 | 0.023892 | 2.36 | 0.0047784 | 0.48 | 0.047784 | 4.67 | 0.023892 | 2.36 | 0.011946 | 1.19 | 0.0023892 | 0.24 | 0.023892 | 2.36 | 0.011946 | 1.19 | 0.005973 | 0.6 | 0.0011946 | 0.12 | 0.0047784 | 0.48 | 0.0023892 | 0.24 | 0.0011946 | 0.12 | 0.00023892 | 0.02
30 | 30 | 0 | 1 | 0 | 29 | 0.025238 | 0.5291 | 1.38 | 0.52905 | 4.6069e-05 | 20.9627 | 0 | 0 | 877.078 | 480 | 0.012619 | 0.26455 | 0.26453 | 2.3035e-05 | 0.0063095 | 0.13228 | 0.13226 | 1.1517e-05 | 0.0012619 | 0.026455 | 0.026453 | 2.3035e-06 | 10:47 | 0.095858 | 9.14 | 0.047929 | 4.68 | 0.023965 | 2.37 | 0.0047929 | 0.48 | 0.047929 | 4.68 | 0.023965 | 2.37 | 0.011982 | 1.19 | 0.0023965 | 0.24 | 0.023965 | 2.37 | 0.011982 | 1.19 | 0.0059911 | 0.6 | 0.0011982 | 0.12 | 0.0047929 | 0.48 | 0.0023965 | 0.24 | 0.0011982 | 0.12 | 0.00023965 | 0.02
30 | 30 | 0 | 1 | 0 | 29 | 0.025238 | 0.5291 | 1.38 | 0.52905 | 4.6069e-05 | 20.9627 | 0 | 0 | 877.078 | 480 | 0.012619 | 0.26455 | 0.26453 | 2.3035e-05 | 0.0063095 | 0.13228 | 0.13226 | 1.1517e-05 | 0.0012619 | 0.026455 | 0.026453 | 2.3035e-06 | 10:48 | 0.096148 | 9.17 | 0.048074 | 4.69 | 0.024037 | 2.38 | 0.0048074 | 0.48 | 0.048074 | 4.69 | 0.024037 | 2.38 | 0.012019 | 1.19 | 0.0024037 | 0.24 | 0.024037 | 2.38 | 0.012019 | 1.19 | 0.0060093 | 0.6 | 0.0012019 | 0.12 | 0.0048074 | 0.48 | 0.0024037 | 0.24 | 0.0012019 | 0.12 | 0.00024037 | 0.02
30 | 30 | 0 | 1 | 0 | 29 | 0.025238 | 0.5291 | 1.38 | 0.52905 | 4.6069e-05 | 20.9627 | 0 | 0 | 877.078 | 480 | 0.012619 | 0.26455 | 0.26453 | 2.3035e-05 | 0.0063095 | 0.13228 | 0.13226 | 1.1517e-05 | 0.0012619 | 0.026455 | 0.026453 | 2.3035e-06 | 10:48 | 0.096439 | 9.19 | 0.048219 | 4.71 | 0.02411 | 2.38 | 0.0048219 | 0.48 | 0.048219 | 4.71 | 0.02411 | 2.38 | 0.012055 | 1.2 | 0.002411 | 0.24 | 0.02411 | 2.38 | 0.012055 | 1.2 | 0.0060274 | 0.6 | 0.0012055 | 0.12 | 0.0048219 | 0.48 | 0.002411 | 0.24 | 0.0012055 | 0.12 | 0.0002411 | 0.02
30 | 30 | 0 | 1 | 0 | 29 | 0.025238 | 0.5291 | 1.38 | 0.52905 | 4.6069e-05 | 20.9627 | 0 | 0 | 877.078 | 480 | 0.012619 | 0.26455 | 0.26453 | 2.3035e-05 | 0.0063095 | 0.13228 | 0.13226 | 1.1517e-05 | 0.0012619 | 0.026455 | 0.026453 | 2.3035e-06 | 10:49 | 0.096729 | 9.22 | 0.048364 | 4.72 | 0.024182 | 2.39 | 0.0048364 | 0.48 | 0.048364 | 4.72 | 0.024182 | 2.39 | 0.012091 | 1.2 | 0.0024182 | 0.24 | 0.024182 | 2.39 | 0.012091 | 1.2 | 0.0060456 | 0.6 | 0.0012091 | 0.12 | 0.0048364 | 0.48 | 0.0024182 | 0.24 | 0.0012091 | 0.12 | 0.00024182 | 0.02
30 | 30 | 0 | 1 | 0 | 29 | 0.025238 | 0.5291 | 1.38 | 0.52905 | 4.6069e-05 | 20.9627 | 0 | 0 | 877.078 | 480 | 0.012619 | 0.26455 | 0.26453 | 2.3035e-05 | 0.0063095 | 0.13228 | 0.13226 | 1.1517e-05 | 0.0012619 | 0.026455 | 0.026453 | 2.3035e-06 | 10:49 | 0.097019 | 9.25 | 0.04851 | 4.74 | 0.024255 | 2.4 | 0.004851 | 0.48 | 0.04851 | 4.74 | 0.024255 | 2.4 | 0.012127 | 1.21 | 0.0024255 | 0.24 | 0.024255 | 2.4 | 0.012127 | 1.21 | 0.0060637 | 0.6 | 0.0012127 | 0.12 | 0.004851 | 0.48 | 0.0024255 | 0.24 | 0.0012127 | 0.12 | 0.00024255 | 0.02
30 | 30 | 0 | 1 | 0 | 29 | 0.025238 | 0.5291 | 1.38 | 0.52905 | 4.6069e-05 | 20.9627 | 0 | 0 | 877.078 | 480 | 0.012619 | 0.26455 | 0.26453 | 2.3035e-05 | 0.0063095 | 0.13228 | 0.13226 | 1.1517e-05 | 0.0012619 | 0.026455 | 0.026453 | 2.3035e-06 | 10:50 | 0.097309 | 9.27 | 0.048655 | 4.75 | 0.024327 | 2.4 | 0.0048655 | 0.49 | 0.048655 | 4.75 | 0.024327 | 2.4 | 0.012164 | 1.21 | 0.0024327 | 0.24 | 0.024327 | 2.4 | 0.012164 | 1.21 | 0.0060818 | 0.61 | 0.0012164 | 0.12 | 0.0048655 | 0.49 | 0.0024327 | 0.24 | 0.0012164 | 0.12 | 0.00024327 | 0.02
30 | 30 | 0 | 1 | 0 | 29 | 0.025238 | 0.5291 | 1.38 | 0.52905 | 4.6069e-05 | 20.9627 | 0 | 0 | 877.078 | 480 | 0.012619 | 0.26455 | 0.26453 | 2.3035e-05 | 0.0063095 | 0.13228 | 0.13226 | 1.1517e-05 | 0.0012619 | 0.026455 | 0.026453 | 2.3035e-06 | 10:50 | 0.0976 | 9.3 | 0.0488 | 4.76 | 0.0244 | 2.41 | 0.00488 | 0.49 | 0.0488 | 4.76 | 0.0244 | 2.41 | 0.0122 | 1.21 | 0.00244 | 0.24 | 0.0244 | 2.41 | 0.0122 | 1.21 | 0.0061 | 0.61 | 0.00122 | 0.12 | 0.00488 | 0.49 | 0.00244 | 0.24 | 0.00122 | 0.12 | 0.000244 | 0.02
30 | 30 | 0 | 1 | 0 | 29 | 0.025238 | 0.5291 | 1.38 | 0.52905 | 4.6069e-05 | 20.9627 | 0 | 0 | 877.078 | 480 | 0.012619 | 0.26455 | 0.26453 | 2.3035e-05 | 0.0063095 | 0.13228 | 0.13226 | 1.1517e-05 | 0.0012619 | 0.026455 | 0.026453 | 2.3035e-06 | 10:51 | 0.09789 | 9.33 | 0.048945 | 4.78 | 0.024472 | 2.42 | 0.0048945 | 0.49 | 0.048945 | 4.78 | 0.024472 | 2.42 | 0.012236 | 1.22 | 0.0024472 | 0.24 | 0.024472 | 2.42 | 0.012236 | 1.22 | 0.0061181 | 0.61 | 0.0012236 | 0.12 | 0.0048945 | 0.49 | 0.0024472 | 0.24 | 0.0012236 | 0.12 | 0.00024472 | 0.02
30 | 30 | 0 | 1 | 0 | 29 | 0.025238 | 0.5291 | 1.38 | 0.52905 | 4.6069e-05 | 20.9627 | 0 | 0 | 877.078 | 480 | 0.012619 | 0.26455 | 0.26453 | 2.3035e-05 | 0.0063095 | 0.13228 | 0.13226 | 1.1517e-05 | 0.0012619 | 0.026455 | 0.026453 | 2.3035e-06 | 10:51 | 0.09818 | 9.35 | 0.04909 | 4.79 | 0.024545 | 2.42 | 0.004909 | 0.49 | 0.04909 | 4.79 | 0.024545 | 2.42 | 0.012273 | 1.22 | 0.0024545 | 0.25 | 0.024545 | 2.42 | 0.012273 | 1.22 | 0.0061363 | 0.61 | 0.0012273 | 0.12 | 0.004909 | 0.49 | 0.0024545 | 0.25 | 0.0012273 | 0.12 | 0.00024545 | 0.02
30 | 30 | 0 | 1 | 0 | 29 | 0.025238 | 0.5291 | 1.38 | 0.52905 | 4.6069e-05 | 20.9627 | 0 | 0 | 877.078 | 480 | 0.012619 | 0.26455 | 0.26453 | 2.3035e-05 | 0.0063095 | 0.13228 | 0.13226 | 1.1517e-05 | 0.0012619 | 0.026455 | 0.026453 | 2.3035e-06 | 10:52 | 0.09847 | 9.38 | 0.049235 | 4.8 | 0.024618 | 2.43 | 0.0049235 | 0.49 | 0.049235 | 4.8 | 0.024618 | 2.43 | 0.012309 | 1.22 | 0.0024618 | 0.25 | 0.024618 | 2.43 | 0.012309 | 1.22 | 0.0061544 | 0.61 | 0.0012309 | 0.12 | 0.0049235 | 0.49 | 0.0024618 | 0.25 | 0.0012309 | 0.12 | 0.00024618 | 0.02
30 | 30 | 0 | 1 | 0 | 29 | 0.025238 | 0.5291 | 1.38 | 0.52905 | 4.6069e-05 | 20.9627 | 0 | 0 | 877.078 | 480 | 0.012619 | 0.26455 | 0.26453 | 2.3035e-05 | 0.0063095 | 0.13228 | 0.13226 | 1.1517e-05 | 0.0012619 | 0.026455 | 0.026453 | 2.3035e-06 | 10:52 | 0.098761 | 9.4 | 0.04938 | 4.82 | 0.02469 | 2.44 | 0.004938 | 0.49 | 0.04938 | 4.82 | 0.02469 | 2.44 | 0.012345 | 1.23 | 0.002469 | 0.25 | 0.02469 | 2.44 | 0.012345 | 1.23 | 0.0061725 | 0.62 | 0.0012345 | 0.12 | 0.004938 | 0.49 | 0.002469 | 0.25 | 0.0012345 | 0.12 | 0.0002469 | 0.02
30 | 30 | 0 | 1 | 0 | 29 | 0.025238 | 0.5291 | 1.38 | 0.52905 | 4.6069e-05 | 20.9627 | 0 | 0 | 877.078 | 480 | 0.012619 | 0.26455 | 0.26453 | 2.3035e-05 | 0.0063095 | 0.13228 | 0.13226 | 1.1517e-05 | 0.0012619 | 0.026455 | 0.026453 | 2.3035e-06 | 10:53 | 0.099051 | 9.43 | 0.049525 | 4.83 | 0.024763 | 2.45 | 0.0049525 | 0.49 | 0.049525 | 4.83 | 0.024763 | 2.45 | 0.012381 | 1.23 | 0.0024763 | 0.25 | 0.024763 | 2.45 | 0.012381 | 1.23 | 0.0061907 | 0.62 | 0.0012381 | 0.12 | 0.0049525 | 0.49 | 0.0024763 | 0.25 | 0.0012381 | 0.12 | 0.00024763 | 0.02
30 | 30 | 0 | 1 | 0 | 29 | 0.025238 | 0.5291 | 1.38 | 0.52905 | 4.6069e-05 | 20.9627 | 0 | 0 | 877.078 | 480 | 0.012619 | 0.26455 | 0.26453 | 2.3035e-05 | 0.0063095 | 0.13228 | 0.13226 | 1.1517e-05 | 0.0012619 | 0.026455 | 0.026453 | 2.3035e-06 | 10:53 | 0.099341 | 9.46 | 0.04967 | 4.85 | 0.024835 | 2.45 | 0.004967 | 0.5 | 0.04967 | 4.85 | 0.024835 | 2.45 | 0.012418 | 1.23 | 0.0024835 | 0.25 | 0.024835 | 2.45 | 0.012418 | 1.23 | 0.0062088 | 0.62 | 0.0012418 | 0.12 | 0.004967 | 0.5 | 0.0024835 | 0.25 | 0.0012418 | 0.12 | 0.00024835 | 0.02
30 | 30 | 0 | 1 | 0 | 29 | 0.025238 | 0.5291 | 1.38 | 0.52905 | 4.6069e-05 | 20.9627 | 0 | 0 | 877.078 | 480 | 0.012619 | 0.26455 | 0.26453 | 2.3035e-05 | 0.0063095 | 0.13228 | 0.13226 | 1.1517e-05 | 0.0012619 | 0.026455 | 0.026453 | 2.3035e-06 | 10:54 | 0.099631 | 9.48 | 0.049816 | 4.86 | 0.024908 | 2.46 | 0.0049816 | 0.5 | 0.049816 | 4.86 | 0.024908 | 2.46 | 0.012454 | 1.24 | 0.0024908 | 0.25 | 0.024908 | 2.46 | 0.012454 | 1.24 | 0.006227 | 0.62 | 0.0012454 | 0.12 | 0.0049816 | 0.5 | 0.0024908 | 0.25 | 0.0012454 | 0.12 | 0.00024908 | 0.02
30 | 30 | 0 | 1 | 0 | 29 | 0.025238 | 0.5291 | 1.38 | 0.52905 | 4.6069e-05 | 20.9627 | 0 | 0 | 877.078 | 480 | 0.012619 | 0.26455 | 0.26453 | 2.3035e-05 | 0.0063095 | 0.13228 | 0.13226 | 1.1517e-05 | 0.0012619 | 0.026455 | 0.026453 | 2.3035e-06 | 10:54 | 0.099921 | 9.51 | 0.049961 | 4.87 | 0.02498 | 2.47 | 0.0049961 | 0.5 | 0.049961 | 4.87 | 0.02498 | 2.47 | 0.01249 | 1.24 | 0.002498 | 0.25 | 0.02498 | 2.47 | 0.01249 | 1.24 | 0.0062451 | 0.62 | 0.001249 | 0.12 | 0.0049961 | 0.5 | 0.002498 | 0.25 | 0.001249 | 0.12 | 0.0002498 | 0.02
30 | 30 | 0 | 1 | 0 | 29 | 0.025238 | 0.5291 | 1.38 | 0.52905 | 4.6069e-05 | 20.9627 | 0 | 0 | 877.078 | 480 | 0.012619 | 0.26455 | 0.26453 | 2.3035e-05 | 0.0063095 | 0.13228 | 0.13226 | 1.1517e-05 | 0.0012619 | 0.026455 | 0.026453 | 2.3035e-06 | 10:55 | 0.10021 | 9.54 | 0.050106 | 4.89 | 0.025053 | 2.47 | 0.0050106 | 0.5 | 0.050106 | 4.89 | 0.025053 | 2.47 | 0.012526 | 1.24 | 0.0025053 | 0.25 | 0.025053 | 2.47 | 0.012526 | 1.24 | 0.0062632 | 0.62 | 0.0012526 | 0.13 | 0.0050106 | 0.5 | 0.0025053 | 0.25 | 0.0012526 | 0.13 | 0.00025053 | 0.03
30 | 30 | 0 | 1 | 0 | 29 | 0.025238 | 0.5291 | 1.38 | 0.52905 | 4.6069e-05 | 20.9627 | 0 | 0 | 877.078 | 480 | 0.012619 | 0.26455 | 0.26453 | 2.3035e-05 | 0.0063095 | 0.13228 | 0.13226 | 1.1517e-05 | 0.0012619 | 0.026455 | 0.026453 | 2.3035e-06 | 10:55 | 0.1005 | 9.56 | 0.050251 | 4.9 | 0.025125 | 2.48 | 0.0050251 | 0.5 | 0.050251 | 4.9 | 0.025125 | 2.48 | 0.012563 | 1.25 | 0.0025125 | 0.25 | 0.025125 | 2.48 | 0.012563 | 1.25 | 0.0062814 | 0.63 | 0.0012563 | 0.13 | 0.0050251 | 0.5 | 0.0025125 | 0.25 | 0.0012563 | 0.13 | 0.00025125 | 0.03
30 | 30 | 0 | 1 | 0 | 29 | 0.025238 | 0.5291 | 1.38 | 0.52905 | 4.6069e-05 | 20.9627 | 0 | 0 | 877.078 | 480 | 0.012619 | 0.26455 | 0.26453 | 2.3035e-05 | 0.0063095 | 0.13228 | 0.13226 | 1.1517e-05 | 0.0012619 | 0.026455 | 0.026453 | 2.3035e-06 | 10:56 | 0.10079 | 9.59 | 0.050396 | 4.91 | 0.025198 | 2.49 | 0.0050396 | 0.5 | 0.050396 | 4.91 | 0.025198 | 2.49 | 0.012599 | 1.25 | 0.0025198 | 0.25 | 0.025198 | 2.49 | 0.012599 | 1.25 | 0.0062995 | 0.63 | 0.0012599 | 0.13 | 0.0050396 | 0.5 | 0.0025198 | 0.25 | 0.0012599 | 0.13 | 0.00025198 | 0.03
30 | 30 | 0 | 1 | 0 | 29 | 0.025238 | 0.5291 | 1.38 | 0.52905 | 4.6069e-05 | 20.9627 | 0 | 0 | 877.078 | 480 | 0.012619 | 0.26455 | 0.26453 | 2.3035e-05 | 0.0063095 | 0.13228 | 0.13226 | 1.1517e-05 | 0.0012619 | 0.026455 | 0.026453 | 2.3035e-06 | 10:56 | 0.10108 | 9.61 | 0.050541 | 4.93 | 0.025271 | 2.5 | 0.0050541 | 0.5 | 0.050541 | 4.93 | 0.025271 | 2.5 | 0.012635 | 1.26 | 0.0025271 | 0.25 | 0.025271 | 2.5 | 0.012635 | 1.26 | 0.0063176 | 0.63 | 0.0012635 | 0.13 | 0.0050541 | 0.5 | 0.0025271 | 0.25 | 0.0012635 | 0.13 | 0.00025271 | 0.03
30 | 30 | 0 | 1 | 0 | 29 | 0.025238 | 0.5291 | 1.38 | 0.52905 | 4.6069e-05 | 20.9627 | 0 | 0 | 877.078 | 480 | 0.012619 | 0.26455 | 0.26453 | 2.3035e-05 | 0.0063095 | 0.13228 | 0.13226 | 1.1517e-05 | 0.0012619 | 0.026455 | 0.026453 | 2.3035e-06 | 10:57 | 0.10137 | 9.64 | 0.050686 | 4.94 | 0.025343 | 2.5 | 0.0050686 | 0.51 | 0.050686 | 4.94 | 0.025343 | 2.5 | 0.012672 | 1.26 | 0.0025343 | 0.25 | 0.025343 | 2.5 | 0.012672 | 1.26 | 0.0063358 | 0.63 | 0.0012672 | 0.13 | 0.0050686 | 0.51 | 0.0025343 | 0.25 | 0.0012672 | 0.13 | 0.00025343 | 0.03
30 | 30 | 0 | 1 | 0 | 29 | 0.025238 | 0.5291 | 1.38 | 0.52905 | 4.6069e-05 | 20.9627 | 0 | 0 | 877.078 | 480 | 0.012619 | 0.26455 | 0.26453 | 2.3035e-05 | 0.0063095 | 0.13228 | 0.13226 | 1.1517e-05 | 0.0012619 | 0.026455 | 0.026453 | 2.3035e-06 | 10:57 | 0.10166 | 9.67 | 0.050831 | 4.96 | 0.025416 | 2.51 | 0.0050831 | 0.51 | 0.050831 | 4.96 | 0.025416 | 2.51 | 0.012708 | 1.26 | 0.0025416 | 0.25 | 0.025416 | 2.51 | 0.012708 | 1.26 | 0.0063539 | 0.63 | 0.0012708 | 0.13 | 0.0050831 | 0.51 | 0.0025416 | 0.25 | 0.0012708 | 0.13 | 0.00025416 | 0.03
30 | 30 | 0 | 1 | 0 | 29 | 0.025238 | 0.5291 | 1.38 | 0.52905 | 4.6069e-05 | 20.9627 | 0 | 0 | 877.078 | 480 | 0.012619 | 0.26455 | 0.26453 | 2.3035e-05 | 0.0063095 | 0.13228 | 0.13226 | 1.1517e-05 | 0.0012619 | 0.026455 | 0.026453 | 2.3035e-06 | 10:58 | 0.10195 | 9.69 | 0.050977 | 4.97 | 0.025488 | 2.52 | 0.0050977 | 0.51 | 0.050977 | 4.97 | 0.025488 | 2.52 | 0.012744 | 1.27 | 0.0025488 | 0.25 | 0.025488 | 2.52 | 0.012744 | 1.27 | 0.0063721 | 0.64 | 0.0012744 | 0.13 | 0.0050977 | 0.51 | 0.0025488 | 0.25 | 0.0012744 | 0.13 | 0.00025488 | 0.03
30 | 30 | 0 | 1 | 0 | 29 | 0.025238 | 0.5291 | 1.38 | 0.52905 | 4.6069e-05 | 20.9627 | 0 | 0 | 877.078 | 480 | 0.012619 | 0.26455 | 0.26453 | 2.3035e-05 | 0.0063095 | 0.13228 | 0.13226 | 1.1517e-05 | 0.0012619 | 0.026455 | 0.026453 | 2.3035e-06 | 10:58 | 0.10224 | 9.72 | 0.051122 | 4.98 | 0.025561 | 2.52 | 0.0051122 | 0.51 | 0.051122 | 4.98 | 0.025561 | 2.52 | 0.01278 | 1.27 | 0.0025561 | 0.26 | 0.025561 | 2.52 | 0.01278 | 1.27 | 0.0063902 | 0.64 | 0.001278 | 0.13 | 0.0051122 | 0.51 | 0.0025561 | 0.26 | 0.001278 | 0.13 | 0.00025561 | 0.03
30 | 30 | 0 | 1 | 0 | 29 | 0.025238 | 0.5291 | 1.38 | 0.52905 | 4.6069e-05 | 20.9627 | 0 | 0 | 877.078 | 480 | 0.012619 | 0.26455 | 0.26453 | 2.3035e-05 | 0.0063095 | 0.13228 | 0.13226 | 1.1517e-05 | 0.0012619 | 0.026455 | 0.026453 | 2.3035e-06 | 10:59 | 0.10253 | 9.75 | 0.051267 | 5 | 0.025633 | 2.53 | 0.0051267 | 0.51 | 0.051267 | 5 | 0.025633 | 2.53 | 0.012817 | 1.27 | 0.0025633 | 0.26 | 0.025633 | 2.53 | 0.012817 | 1.27 | 0.0064083 | 0.64 | 0.0012817 | 0.13 | 0.0051267 | 0.51 | 0.0025633 | 0.26 | 0.0012817 | 0.13 | 0.00025633 | 0.03
30 | 30 | 0 | 1 | 0 | 29 | 0.025238 | 0.5291 | 1.38 | 0.52905 | 4.6069e-05 | 20.9627 | 0 | 0 | 877.078 | 480 | 0.012619 | 0.26455 | 0.26453 | 2.3035e-05 | 0.0063095 | 0.13228 | 0.13226 | 1.1517e-05 | 0.0012619 | 0.026455 | 0.026453 | 2.3035e-06 | 10:59 | 0.10282 | 9.77 | 0.051412 | 5.01 | 0.025706 | 2.54 | 0.0051412 | 0.51 | 0.051412 | 5.01 | 0.025706 | 2.54 | 0.012853 | 1.28 | 0.0025706 | 0.26 | 0.025706 | 2.54 | 0.012853 | 1.28 | 0.0064265 | 0.64 | 0.0012853 | 0.13 | 0.0051412 | 0.51 | 0.0025706 | 0.26 | 0.0012853 | 0.13 | 0.00025706 | 0.03
30 | 30 | 0 | 1 | 0 | 29 | 0.025238 | 0.5291 | 1.38 | 0.52905 | 4.6069e-05 | 20.9627 | 0 | 0 | 877.078 | 480 | 0.012619 | 0.26455 | 0.26453 | 2.3035e-05 | 0.0063095 | 0.13228 | 0.13226 | 1.1517e-05 | 0.0012619 | 0.026455 | 0.026453 | 2.3035e-06 | 11:00 | 0.10311 | 9.8 | 0.051557 | 5.03 | 0.025779 | 2.54 | 0.0051557 | 0.51 | 0.051557 | 5.03 | 0.025779 | 2.54 | 0.012889 | 1.28 | 0.0025779 | 0.26 | 0.025779 | 2.54 | 0.012889 | 1.28 | 0.0064446 | 0.64 | 0.0012889 | 0.13 | 0.0051557 | 0.51 | 0.0025779 | 0.26 | 0.0012889 | 0.13 | 0.00025779 | 0.03
30 | 30 | 0 | 1 | 0 | 29 | 0.025238 | 0.5291 | 1.38 | 0.52905 | 4.6069e-05 | 20.9627 | 0 | 0 | 877.078 | 480 | 0.012619 | 0.26455 | 0.26453 | 2.3035e-05 | 0.0063095 | 0.13228 | 0.13226 | 1.1517e-05 | 0.0012619 | 0.026455 | 0.026453 | 2.3035e-06 | 11:00 | 0.1034 | 9.82 | 0.051702 | 5.04 | 0.025851 | 2.55 | 0.0051702 | 0.52 | 0.051702 | 5.04 | 0.025851 | 2.55 | 0.012926 | 1.28 | 0.0025851 | 0.26 | 0.025851 | 2.55 | 0.012926 | 1.28 | 0.0064628 | 0.64 | 0.0012926 | 0.13 | 0.0051702 | 0.52 | 0.0025851 | 0.26 | 0.0012926 | 0.13 | 0.00025851 | 0.03
30 | 30 | 0 | 1 | 0 | 29 | 0.025238 | 0.5291 | 1.38 | 0.52905 | 4.6069e-05 | 20.9627 | 0 | 0 | 877.078 | 480 | 0.012619 | 0.26455 | 0.26453 | 2.3035e-05 | 0.0063095 | 0.13228 | 0.13226 | 1.1517e-05 | 0.0012619 | 0.026455 | 0.026453 | 2.3035e-06 | 11:01 | 0.10369 | 9.85 | 0.051847 | 5.05 | 0.025924 | 2.56 | 0.0051847 | 0.52 | 0.051847 | 5.05 | 0.025924 | 2.56 | 0.012962 | 1.29 | 0.0025924 | 0.26 | 0.025924 | 2.56 | 0.012962 | 1.29 | 0.0064809 | 0.65 | 0.0012962 | 0.13 | 0.0051847 | 0.52 | 0.0025924 | 0.26 | 0.0012962 | 0.13 | 0.00025924 | 0.03
30 | 30 | 0 | 1 | 0 | 29 | 0.025238 | 0.5291 | 1.38 | 0.52905 | 4.6069e-05 | 20.9627 | 0 | 0 | 877.078 | 480 | 0.012619 | 0.26455 | 0.26453 | 2.3035e-05 | 0.0063095 | 0.13228 | 0.13226 | 1.1517e-05 | 0.0012619 | 0.026455 | 0.026453 | 2.3035e-06 | 11:01 | 0.10398 | 9.88 | 0.051992 | 5.07 | 0.025996 | 2.57 | 0.0051992 | 0.52 | 0.051992 | 5.07 | 0.025996 | 2.57 | 0.012998 | 1.29 | 0.0025996 | 0.26 | 0.025996 | 2.57 | 0.012998 | 1.29 | 0.006499 | 0.65 | 0.0012998 | 0.13 | 0.0051992 | 0.52 | 0.0025996 | 0.26 | 0.0012998 | 0.13 | 0.00025996 | 0.03
30 | 30 | 0 | 1 | 0 | 29 | 0.025238 | 0.5291 | 1.38 | 0.52905 | 4.6069e-05 | 20.9627 | 0 | 0 | 877.078 | 480 | 0.012619 | 0.26455 | 0.26453 | 2.3035e-05 | 0.0063095 | 0.13228 | 0.13226 | 1.1517e-05 | 0.0012619 | 0.026455 | 0.026453 | 2.3035e-06 | 11:02 | 0.10427 | 9.9 | 0.052137 | 5.08 | 0.026069 | 2.57 | 0.0052137 | 0.52 | 0.052137 | 5.08 | 0.026069 | 2.57 | 0.013034 | 1.29 | 0.0026069 | 0.26 | 0.026069 | 2.57 | 0.013034 | 1.29 | 0.0065172 | 0.65 | 0.0013034 | 0.13 | 0.0052137 | 0.52 | 0.0026069 | 0.26 | 0.0013034 | 0.13 | 0.00026069 | 0.03
30 | 30 | 0 | 1 | 0 | 29 | 0.025238 | 0.5291 | 1.38 | 0.52905 | 4.6069e-05 | 20.9627 | 0 | 0 | 877.078 | 480 | 0.012619 | 0.26455 | 0.26453 | 2.3035e-05 | 0.0063095 | 0.13228 | 0.13226 | 1.1517e-05 | 0.0012619 | 0.026455 | 0.026453 | 2.3035e-06 | 11:02 | 0.10457 | 9.93 | 0.052283 | 5.09 | 0.026141 | 2.58 | 0.0052283 | 0.52 | 0.052283 | 5.09 | 0.026141 | 2.58 | 0.013071 | 1.3 | 0.0026141 | 0.26 | 0.026141 | 2.58 | 0.013071 | 1.3 | 0.0065353 | 0.65 | 0.0013071 | 0.13 | 0.0052283 | 0.52 | 0.0026141 | 0.26 | 0.0013071 | 0.13 | 0.00026141 | 0.03
30 | 30 | 0 | 1 | 0 | 29 | 0.025238 | 0.5291 | 1.38 | 0.52905 | 4.6069e-05 | 20.9627 | 0 | 0 | 877.078 | 480 | 0.012619 | 0.26455 | 0.26453 | 2.3035e-05 | 0.0063095 | 0.13228 | 0.13226 | 1.1517e-05 | 0.0012619 | 0.026455 | 0.026453 | 2.3035e-06 | 11:03 | 0.10486 | 9.95 | 0.052428 | 5.11 | 0.026214 | 2.59 | 0.0052428 | 0.52 | 0.052428 | 5.11 | 0.026214 | 2.59 | 0.013107 | 1.3 | 0.0026214 | 0.26 | 0.026214 | 2.59 | 0.013107 | 1.3 | 0.0065535 | 0.65 | 0.0013107 | 0.13 | 0.0052428 | 0.52 | 0.0026214 | 0.26 | 0.0013107 | 0.13 | 0.00026214 | 0.03
30 | 30 | 0 | 1 | 0 | 29 | 0.025238 | 0.5291 | 1.38 | 0.52905 | 4.6069e-05 | 20.9627 | 0 | 0 | 877.078 | 480 | 0.012619 | 0.26455 | 0.26453 | 2.3035e-05 | 0.0063095 | 0.13228 | 0.13226 | 1.1517e-05 | 0.0012619 | 0.026455 | 0.026453 | 2.3035e-06 | 11:03 | 0.10515 | 9.98 | 0.052573 | 5.12 | 0.026286 | 2.59 | 0.0052573 | 0.52 | 0.052573 | 5.12 | 0.026286 | 2.59 | 0.013143 | 1.31 | 0.0026286 | 0.26 | 0.026286 | 2.59 | 0.013143 | 1.31 | 0.0065716 | 0.66 | 0.0013143 | 0.13 | 0.0052573 | 0.52 | 0.0026286 | 0.26 | 0.0013143 | 0.13 | 0.00026286 | 0.03
30 | 30 | 0 | 1 | 0 | 29 | 0.025238 | 0.5291 | 1.38 | 0.52905 | 4.6069e-05 | 20.9627 | 0 | 0 | 877.078 | 480 | 0.012619 | 0.26455 | 0.26453 | 2.3035e-05 | 0.0063095 | 0.13228 | 0.13226 | 1.1517e-05 | 0.0012619 | 0.026455 | 0.026453 | 2.3035e-06 | 11:04 | 0.10544 | 10.01 | 0.052718 | 5.14 | 0.026359 | 2.6 | 0.0052718 | 0.53 | 0.052718 | 5.14 | 0.026359 | 2.6 | 0.013179 | 1.31 | 0.0026359 | 0.26 | 0.026359 | 2.6 | 0.013179 | 1.31 | 0.0065897 | 0.66 | 0.0013179 | 0.13 | 0.0052718 | 0.53 | 0.0026359 | 0.26 | 0.0013179 | 0.13 | 0.00026359 | 0.03
30 | 30 | 0 | 1 | 0 | 29 | 0.025238 | 0.5291 | 1.38 | 0.52905 | 4.6069e-05 | 20.9627 | 0 | 0 | 877.078 | 480 | 0.012619 | 0.26455 | 0.26453 | 2.3035e-05 | 0.0063095 | 0.13228 | 0.13226 | 1.1517e-05 | 0.0012619 | 0.026455 | 0.026453 | 2.3035e-06 | 11:04 | 0.10573 | 10.03 | 0.052863 | 5.15 | 0.026432 | 2.61 | 0.0052863 | 0.53 | 0.052863 | 5.15 | 0.026432 | 2.61 | 0.013216 | 1.31 | 0.0026432 | 0.26 | 0.026432 | 2.61 | 0.013216 | 1.31 | 0.0066079 | 0.66 | 0.0013216 | 0.13 | 0.0052863 | 0.53 | 0.0026432 | 0.26 | 0.0013216 | 0.13 | 0.00026432 | 0.03
30 | 30 | 0 | 1 | 0 | 29 | 0.025238 | 0.5291 | 1.38 | 0.52905 | 4.6069e-05 | 20.9627 | 0 | 0 | 877.078 | 480 | 0.012619 | 0.26455 | 0.26453 | 2.3035e-05 | 0.0063095 | 0.13228 | 0.13226 | 1.1517e-05 | 0.0012619 | 0.026455 | 0.026453 | 2.3035e-06 | 11:05 | 0.10602 | 10.06 | 0.053008 | 5.16 | 0.026504 | 2.62 | 0.0053008 | 0.53 | 0.053008 | 5.16 | 0.026504 | 2.62 | 0.013252 | 1.32 | 0.0026504 | 0.26 | 0.026504 | 2.62 | 0.013252 | 1.32 | 0.006626 | 0.66 | 0.0013252 | 0.13 | 0.0053008 | 0.53 | 0.0026504 | 0.26 | 0.0013252 | 0.13 | 0.00026504 | 0.03
30 | 30 | 0 | 1 | 0 | 29 | 0.025238 | 0.5291 | 1.38 | 0.52905 | 4.6069e-05 | 20.9627 | 0 | 0 | 877.078 | 480 | 0.012619 | 0.26455 | 0.26453 | 2.3035e-05 | 0.0063095 | 0.13228 | 0.13226 | 1.1517e-05 | 0.0012619 | 0.026455 | 0.026453 | 2.3035e-06 | 11:05 | 0.10631 | 10.09 | 0.053153 | 5.18 | 0.026577 | 2.62 | 0.0053153 | 0.53 | 0.053153 | 5.18 | 0.026577 | 2.62 | 0.013288 | 1.32 | 0.0026577 | 0.27 | 0.026577 | 2.62 | 0.013288 | 1.32 | 0.0066442 | 0.66 | 0.0013288 | 0.13 | 0.0053153 | 0.53 | 0.0026577 | 0.27 | 0.0013288 | 0.13 | 0.00026577 | 0.03
30 | 30 | 0 | 1 | 0 | 29 | 0.025238 | 0.5291 | 1.38 | 0.52905 | 4.6069e-05 | 20.9627 | 0 | 0 | 877.078 | 480 | 0.012619 | 0.26455 | 0.26453 | 2.3035e-05 | 0.0063095 | 0.13228 | 0.13226 | 1.1517e-05 | 0.0012619 | 0.026455 | 0.026453 | 2.3035e-06 | 11:06 | 0.1066 | 10.11 | 0.053298 | 5.19 | 0.026649 | 2.63 | 0.0053298 | 0.53 | 0.053298 | 5.19 | 0.026649 | 2.63 | 0.013325 | 1.32 | 0.0026649 | 0.27 | 0.026649 | 2.63 | 0.013325 | 1.32 | 0.0066623 | 0.66 | 0.0013325 | 0.13 | 0.0053298 | 0.53 | 0.0026649 | 0.27 | 0.0013325 | 0.13 | 0.00026649 | 0.03
30 | 30 | 0 | 1 | 0 | 29 | 0.025238 | 0.5291 | 1.38 | 0.52905 | 4.6069e-05 | 20.9627 | 0 | 0 | 877.078 | 480 | 0.012619 | 0.26455 | 0.26453 | 2.3035e-05 | 0.0063095 | 0.13228 | 0.13226 | 1.1517e-05 | 0.0012619 | 0.026455 | 0.026453 | 2.3035e-06 | 11:06 | 0.10689 | 10.14 | 0.053444 | 5.2 | 0.026722 | 2.64 | 0.0053444 | 0.53 | 0.053444 | 5.2 | 0.026722 | 2.64 | 0.013361 | 1.33 | 0.0026722 | 0.27 | 0.026722 | 2.64 | 0.013361 | 1.33 | 0.0066804 | 0.67 | 0.0013361 | 0.13 | 0.0053444 | 0.53 | 0.0026722 | 0.27 | 0.0013361 | 0.13 | 0.00026722 | 0.03
30 | 30 | 0 | 1 | 0 | 29 | 0.025238 | 0.5291 | 1.38 | 0.52905 | 4.6069e-05 | 20.9627 | 0 | 0 | 877.078 | 480 | 0.012619 | 0.26455 | 0.26453 | 2.3035e-05 | 0.0063095 | 0.13228 | 0.13226 | 1.1517e-05 | 0.0012619 | 0.026455 | 0.026453 | 2.3035e-06 | 11:07 | 0.10718 | 10.16 | 0.053589 | 5.22 | 0.026794 | 2.64 | 0.0053589 | 0.53 | 0.053589 | 5.22 | 0.026794 | 2.64 | 0.013397 | 1.33 | 0.0026794 | 0.27 | 0.026794 | 2.64 | 0.013397 | 1.33 | 0.0066986 | 0.67 | 0.0013397 | 0.13 | 0.0053589 | 0.53 | 0.0026794 | 0.27 | 0.0013397 | 0.13 | 0.00026794 | 0.03
30 | 30 | 0 | 1 | 0 | 29 | 0.025238 | 0.5291 | 1.38 | 0.52905 | 4.6069e-05 | 20.9627 | 0 | 0 | 877.078 | 480 | 0.012619 | 0.26455 | 0.26453 | 2.3035e-05 | 0.0063095 | 0.13228 | 0.13226 | 1.1517e-05 | 0.0012619 | 0.026455 | 0.026453 | 2.3035e-06 | 11:07 | 0.10747 | 10.19 | 0.053734 | 5.23 | 0.026867 | 2.65 | 0.0053734 | 0.54 | 0.053734 | 5.23 | 0.026867 | 2.65 | 0.013433 | 1.33 | 0.0026867 | 0.27 | 0.026867 | 2.65 | 0.013433 | 1.33 | 0.0067167 | 0.67 | 0.0013433 | 0.13 | 0.0053734 | 0.54 | 0.0026867 | 0.27 | 0.0013433 | 0.13 | 0.00026867 | 0.03
30 | 30 | 0 | 1 | 0 | 29 | 0.025238 | 0.5291 | 1.38 | 0.52905 | 4.6069e-05 | 20.9627 | 0 | 0 | 877.078 | 480 | 0.012619 | 0.26455 | 0.26453 | 2.3035e-05 | 0.0063095 | 0.13228 | 0.13226 | 1.1517e-05 | 0.0012619 | 0.026455 | 0.026453 | 2.3035e-06 | 11:08 | 0.10776 | 10.22 | 0.053879 | 5.25 | 0.026939 | 2.66 | 0.0053879 | 0.54 | 0.053879 | 5.25 | 0.026939 | 2.66 | 0.01347 | 1.34 | 0.0026939 | 0.27 | 0.026939 | 2.66 | 0.01347 | 1.34 | 0.0067349 | 0.67 | 0.001347 | 0.13 | 0.0053879 | 0.54 | 0.0026939 | 0.27 | 0.001347 | 0.13 | 0.00026939 | 0.03
30 | 30 | 0 | 1 | 0 | 29 | 0.025238 | 0.5291 | 1.38 | 0.52905 | 4.6069e-05 | 20.9627 | 0 | 0 | 877.078 | 480 | 0.012619 | 0.26455 | 0.26453 | 2.3035e-05 | 0.0063095 | 0.13228 | 0.13226 | 1.1517e-05 | 0.0012619 | 0.026455 | 0.026453 | 2.3035e-06 | 11:08 | 0.10805 | 10.24 | 0.054024 | 5.26 | 0.027012 | 2.67 | 0.0054024 | 0.54 | 0.054024 | 5.26 | 0.027012 | 2.67 | 0.013506 | 1.34 | 0.0027012 | 0.27 | 0.027012 | 2.67 | 0.013506 | 1.34 | 0.006753 | 0.67 | 0.0013506 | 0.13 | 0.0054024 | 0.54 | 0.0027012 | 0.27 | 0.0013506 | 0.13 | 0.00027012 | 0.03
30 | 30 | 0 | 1 | 0 | 29 | 0.025238 | 0.5291 | 1.38 | 0.52905 | 4.6069e-05 | 20.9627 | 0 | 0 | 877.078 | 480 | 0.012619 | 0.26455 | 0.26453 | 2.3035e-05 | 0.0063095 | 0.13228 | 0.13226 | 1.1517e-05 | 0.0012619 | 0.026455 | 0.026453 | 2.3035e-06 | 11:09 | 0.10834 | 10.27 | 0.054169 | 5.27 | 0.027085 | 2.67 | 0.0054169 | 0.54 | 0.054169 | 5.27 | 0.027085 | 2.67 | 0.013542 | 1.35 | 0.0027085 | 0.27 | 0.027085 | 2.67 | 0.013542 | 1.35 | 0.0067711 | 0.67 | 0.0013542 | 0.14 | 0.0054169 | 0.54 | 0.0027085 | 0.27 | 0.0013542 | 0.14 | 0.00027085 | 0.03
30 | 30 | 0 | 1 | 0 | 29 | 0.025238 | 0.5291 | 1.38 | 0.52905 | 4.6069e-05 | 20.9627 | 0 | 0 | 877.078 | 480 | 0.012619 | 0.26455 | 0.26453 | 2.3035e-05 | 0.0063095 | 0.13228 | 0.13226 | 1.1517e-05 | 0.0012619 | 0.026455 | 0.026453 | 2.3035e-06 | 11:09 | 0.10863 | 10.29 | 0.054314 | 5.29 | 0.027157 | 2.68 | 0.0054314 | 0.54 | 0.054314 | 5.29 | 0.027157 | 2.68 | 0.013579 | 1.35 | 0.0027157 | 0.27 | 0.027157 | 2.68 | 0.013579 | 1.35 | 0.0067893 | 0.68 | 0.0013579 | 0.14 | 0.0054314 | 0.54 | 0.0027157 | 0.27 | 0.0013579 | 0.14 | 0.00027157 | 0.03
30 | 30 | 0 | 1 | 0 | 29 | 0.025238 | 0.5291 | 1.38 | 0.52905 | 4.6069e-05 | 20.9627 | 0 | 0 | 877.078 | 480 | 0.012619 | 0.26455 | 0.26453 | 2.3035e-05 | 0.0063095 | 0.13228 | 0.13226 | 1.1517e-05 | 0.0012619 | 0.026455 | 0.026453 | 2.3035e-06 | 11:10 | 0.10892 | 10.32 | 0.054459 | 5.3 | 0.02723 | 2.69 | 0.0054459 | 0.54 | 0.054459 | 5.3 | 0.02723 | 2.69 | 0.013615 | 1.35 | 0.002723 | 0.27 | 0.02723 | 2.69 | 0.013615 | 1.35 | 0.0068074 | 0.68 | 0.0013615 | 0.14 | 0.0054459 | 0.54 | 0.002723 | 0.27 | 0.0013615 | 0.14 | 0.0002723 | 0.03
30 | 30 | 0 | 1 | 0 | 29 | 0.025238 | 0.5291 | 1.38 | 0.52905 | 4.6069e-05 | 20.9627 | 0 | 0 | 877.078 | 480 | 0.012619 | 0.26455 | 0.26453 | 2.3035e-05 | 0.0063095 | 0.13228 | 0.13226 | 1.1517e-05 | 0.0012619 | 0.026455 | 0.026453 | 2.3035e-06 | 11:10 | 0.10921 | 10.35 | 0.054605 | 5.31 | 0.027302 | 2.69 | 0.0054605 | 0.54 | 0.054605 | 5.31 | 0.027302 | 2.69 | 0.013651 | 1.36 | 0.0027302 | 0.27 | 0.027302 | 2.69 | 0.013651 | 1.36 | 0.0068256 | 0.68 | 0.0013651 | 0.14 | 0.0054605 | 0.54 | 0.0027302 | 0.27 | 0.0013651 | 0.14 | 0.00027302 | 0.03
30 | 30 | 0 | 1 | 0 | 29 | 0.025238 | 0.5291 | 1.38 | 0.52905 | 4.6069e-05 | 20.9627 | 0 | 0 | 877.078 | 480 | 0.012619 | 0.26455 | 0.26453 | 2.3035e-05 | 0.0063095 | 0.13228 | 0.13226 | 1.1517e-05 | 0.0012619 | 0.026455 | 0.026453 | 2.3035e-06 | 11:11 | 0.1095 | 10.37 | 0.05475 | 5.33 | 0.027375 | 2.7 | 0.005475 | 0.55 | 0.05475 | 5.33 | 0.027375 | 2.7 | 0.013687 | 1.36 | 0.0027375 | 0.27 | 0.027375 | 2.7 | 0.013687 | 1.36 | 0.0068437 | 0.68 | 0.0013687 | 0.14 | 0.005475 | 0.55 | 0.0027375 | 0.27 | 0.0013687 | 0.14 | 0.00027375 | 0.03
30 | 30 | 0 | 1 | 0 | 29 | 0.025238 | 0.5291 | 1.38 | 0.52905 | 4.6069e-05 | 20.9627 | 0 | 0 | 877.078 | 480 | 0.012619 | 0.26455 | 0.26453 | 2.3035e-05 | 0.0063095 | 0.13228 | 0.13226 | 1.1517e-05 | 0.0012619 | 0.026455 | 0.026453 | 2.3035e-06 | 11:11 | 0.10979 | 10.4 | 0.054895 | 5.34 | 0.027447 | 2.71 | 0.0054895 | 0.55 | 0.054895 | 5.34 | 0.027447 | 2.71 | 0.013724 | 1.36 | 0.0027447 | 0.27 | 0.027447 | 2.71 | 0.013724 | 1.36 | 0.0068618 | 0.68 | 0.0013724 | 0.14 | 0.0054895 | 0.55 | 0.0027447 | 0.27 | 0.0013724 | 0.14 | 0.00027447 | 0.03
30 | 30 | 0 | 1 | 0 | 29 | 0.025238 | 0.5291 | 1.38 | 0.52905 | 4.6069e-05 | 20.9627 | 0 | 0 | 877.078 | 480 | 0.012619 | 0.26455 | 0.26453 | 2.3035e-05 | 0.0063095 | 0.13228 | 0.13226 | 1.1517e-05 | 0.0012619 | 0.026455 | 0.026453 | 2.3035e-06 | 11:12 | 0.11008 | 10.42 | 0.05504 | 5.36 | 0.02752 | 2.71 | 0.005504 | 0.55 | 0.05504 | 5.36 | 0.02752 | 2.71 | 0.01376 | 1.37 | 0.002752 | 0.27 | 0.02752 | 2.71 | 0.01376 | 1.37 | 0.00688 | 0.69 | 0.001376 | 0.14 | 0.005504 | 0.55 | 0.002752 | 0.27 | 0.001376 | 0.14 | 0.0002752 | 0.03
30 | 30 | 0 | 1 | 0 | 29 | 0.025238 | 0.5291 | 1.38 | 0.52905 | 4.6069e-05 | 20.9627 | 0 | 0 | 877.078 | 480 | 0.012619 | 0.26455 | 0.26453 | 2.3035e-05 | 0.0063095 | 0.13228 | 0.13226 | 1.1517e-05 | 0.0012619 | 0.026455 | 0.026453 | 2.3035e-06 | 11:12 | 0.11037 | 10.45 | 0.055185 | 5.37 | 0.027592 | 2.72 | 0.0055185 | 0.55 | 0.055185 | 5.37 | 0.027592 | 2.72 | 0.013796 | 1.37 | 0.0027592 | 0.28 | 0.027592 | 2.72 | 0.013796 | 1.37 | 0.0068981 | 0.69 | 0.0013796 | 0.14 | 0.0055185 | 0.55 | 0.0027592 | 0.28 | 0.0013796 | 0.14 | 0.00027592 | 0.03
30 | 30 | 0 | 1 | 0 | 29 | 0.025238 | 0.5291 | 1.38 | 0.52905 | 4.6069e-05 | 20.9627 | 0 | 0 | 877.078 | 480 | 0.012619 | 0.26455 | 0.26453 | 2.3035e-05 | 0.0063095 | 0.13228 | 0.13226 | 1.1517e-05 | 0.0012619 | 0.026455 | 0.026453 | 2.3035e-06 | 11:13 | 0.11066 | 10.48 | 0.05533 | 5.38 | 0.027665 | 2.73 | 0.005533 | 0.55 | 0.05533 | 5.38 | 0.027665 | 2.73 | 0.013833 | 1.37 | 0.0027665 | 0.28 | 0.027665 | 2.73 | 0.013833 | 1.37 | 0.0069163 | 0.69 | 0.0013833 | 0.14 | 0.005533 | 0.55 | 0.0027665 | 0.28 | 0.0013833 | 0.14 | 0.00027665 | 0.03
30 | 30 | 0 | 1 | 0 | 29 | 0.025238 | 0.5291 | 1.38 | 0.52905 | 4.6069e-05 | 20.9627 | 0 | 0 | 877.078 | 480 | 0.012619 | 0.26455 | 0.26453 | 2.3035e-05 | 0.0063095 | 0.13228 | 0.13226 | 1.1517e-05 | 0.0012619 | 0.026455 | 0.026453 | 2.3035e-06 | 11:13 | 0.11095 | 10.5 | 0.055475 | 5.4 | 0.027738 | 2.74 | 0.0055475 | 0.55 | 0.055475 | 5.4 | 0.027738 | 2.74 | 0.013869 | 1.38 | 0.0027738 | 0.28 | 0.027738 | 2.74 | 0.013869 | 1.38 | 0.0069344 | 0.69 | 0.0013869 | 0.14 | 0.0055475 | 0.55 | 0.0027738 | 0.28 | 0.0013869 | 0.14 | 0.00027738 | 0.03
30 | 30 | 0 | 1 | 0 | 29 | 0.025238 | 0.5291 | 1.38 | 0.52905 | 4.6069e-05 | 20.9627 | 0 | 0 | 877.078 | 480 | 0.012619 | 0.26455 | 0.26453 | 2.3035e-05 | 0.0063095 | 0.13228 | 0.13226 | 1.1517e-05 | 0.0012619 | 0.026455 | 0.026453 | 2.3035e-06 | 11:14 | 0.11124 | 10.53 | 0.05562 | 5.41 | 0.02781 | 2.74 | 0.005562 | 0.55 | 0.05562 | 5.41 | 0.02781 | 2.74 | 0.013905 | 1.38 | 0.002781 | 0.28 | 0.02781 | 2.74 | 0.013905 | 1.38 | 0.0069525 | 0.69 | 0.0013905 | 0.14 | 0.005562 | 0.55 | 0.002781 | 0.28 | 0.0013905 | 0.14 | 0.0002781 | 0.03
30 | 30 | 0 | 1 | 0 | 29 | 0.025238 | 0.5291 | 1.38 | 0.52905 | 4.6069e-05 | 20.9627 | 0 | 0 | 877.078 | 480 | 0.012619 | 0.26455 | 0.26453 | 2.3035e-05 | 0.0063095 | 0.13228 | 0.13226 | 1.1517e-05 | 0.0012619 | 0.026455 | 0.026453 | 2.3035e-06 | 11:14 | 0.11153 | 10.55 | 0.055765 | 5.42 | 0.027883 | 2.75 | 0.0055765 | 0.56 | 0.055765 | 5.42 | 0.027883 | 2.75 | 0.013941 | 1.38 | 0.0027883 | 0.28 | 0.027883 | 2.75 | 0.013941 | 1.38 | 0.0069707 | 0.69 | 0.0013941 | 0.14 | 0.0055765 | 0.56 | 0.0027883 | 0.28 | 0.0013941 | 0.14 | 0.00027883 | 0.03
30 | 30 | 0 | 1 | 0 | 29 | 0.025238 | 0.5291 | 1.38 | 0.52905 | 4.6069e-05 | 20.9627 | 0 | 0 | 877.078 | 480 | 0.012619 | 0.26455 | 0.26453 | 2.3035e-05 | 0.0063095 | 0.13228 | 0.13226 | 1.1517e-05 | 0.0012619 | 0.026455 | 0.026453 | 2.3035e-06 | 11:15 | 0.11182 | 10.58 | 0.055911 | 5.44 | 0.027955 | 2.76 | 0.0055911 | 0.56 | 0.055911 | 5.44 | 0.027955 | 2.76 | 0.013978 | 1.39 | 0.0027955 | 0.28 | 0.027955 | 2.76 | 0.013978 | 1.39 | 0.0069888 | 0.7 | 0.0013978 | 0.14 | 0.0055911 | 0.56 | 0.0027955 | 0.28 | 0.0013978 | 0.14 | 0.00027955 | 0.03
30 | 30 | 0 | 1 | 0 | 29 | 0.025238 | 0.5291 | 1.38 | 0.52905 | 4.6069e-05 | 20.9627 | 0 | 0 | 877.078 | 480 | 0.012619 | 0.26455 | 0.26453 | 2.3035e-05 | 0.0063095 | 0.13228 | 0.13226 | 1.1517e-05 | 0.0012619 | 0.026455 | 0.026453 | 2.3035e-06 | 11:15 | 0.11211 | 10.61 | 0.056056 | 5.45 | 0.028028 | 2.76 | 0.0056056 | 0.56 | 0.056056 | 5.45 | 0.028028 | 2.76 | 0.014014 | 1.39 | 0.0028028 | 0.28 | 0.028028 | 2.76 | 0.014014 | 1.39 | 0.007007 | 0.7 | 0.0014014 | 0.14 | 0.0056056 | 0.56 | 0.0028028 | 0.28 | 0.0014014 | 0.14 | 0.00028028 | 0.03
30 | 30 | 0 | 1 | 0 | 29 | 0.025238 | 0.5291 | 1.38 | 0.52905 | 4.6069e-05 | 20.9627 | 0 | 0 | 877.078 | 480 | 0.012619 | 0.26455 | 0.26453 | 2.3035e-05 | 0.0063095 | 0.13228 | 0.13226 | 1.1517e-05 | 0.0012619 | 0.026455 | 0.026453 | 2.3035e-06 | 11:16 | 0.1124 | 10.63 | 0.056201 | 5.47 | 0.0281 | 2.77 | 0.0056201 | 0.56 | 0.056201 | 5.47 | 0.0281 | 2.77 | 0.01405 | 1.4 | 0.00281 | 0.28 | 0.0281 | 2.77 | 0.01405 | 1.4 | 0.0070251 | 0.7 | 0.001405 | 0.14 | 0.0056201 | 0.56 | 0.00281 | 0.28 | 0.001405 | 0.14 | 0.000281 | 0.03
30 | 30 | 0 | 1 | 0 | 29 | 0.025238 | 0.5291 | 1.38 | 0.52905 | 4.6069e-05 | 20.9627 | 0 | 0 | 877.078 | 480 | 0.012619 | 0.26455 | 0.26453 | 2.3035e-05 | 0.0063095 | 0.13228 | 0.13226 | 1.1517e-05 | 0.0012619 | 0.026455 | 0.026453 | 2.3035e-06 | 11:16 | 0.11269 | 10.66 | 0.056346 | 5.48 | 0.028173 | 2.78 | 0.0056346 | 0.56 | 0.056346 | 5.48 | 0.028173 | 2.78 | 0.014086 | 1.4 | 0.0028173 | 0.28 | 0.028173 | 2.78 | 0.014086 | 1.4 | 0.0070432 | 0.7 | 0.0014086 | 0.14 | 0.0056346 | 0.56 | 0.0028173 | 0.28 | 0.0014086 | 0.14 | 0.00028173 | 0.03
30 | 30 | 0 | 1 | 0 | 29 | 0.025238 | 0.5291 | 1.38 | 0.52905 | 4.6069e-05 | 20.9627 | 0 | 0 | 877.078 | 480 | 0.012619 | 0.26455 | 0.26453 | 2.3035e-05 | 0.0063095 | 0.13228 | 0.13226 | 1.1517e-05 | 0.0012619 | 0.026455 | 0.026453 | 2.3035e-06 | 11:17 | 0.11298 | 10.68 | 0.056491 | 5.49 | 0.028246 | 2.79 | 0.0056491 | 0.56 | 0.056491 | 5.49 | 0.028246 | 2.79 | 0.014123 | 1.4 | 0.0028246 | 0.28 | 0.028246 | 2.79 | 0.014123 | 1.4 | 0.0070614 | 0.7 | 0.0014123 | 0.14 | 0.0056491 | 0.56 | 0.0028246 | 0.28 | 0.0014123 | 0.14 | 0.00028246 | 0.03
30 | 30 | 0 | 1 | 0 | 29 | 0.025238 | 0.5291 | 1.38 | 0.52905 | 4.6069e-05 | 20.9627 | 0 | 0 | 877.078 | 480 | 0.012619 | 0.26455 | 0.26453 | 2.3035e-05 | 0.0063095 | 0.13228 | 0.13226 | 1.1517e-05 | 0.0012619 | 0.026455 | 0.026453 | 2.3035e-06 | 11:17 | 0.11327 | 10.71 | 0.056636 | 5.51 | 0.028318 | 2.79 | 0.0056636 | 0.56 | 0.056636 | 5.51 | 0.028318 | 2.79 | 0.014159 | 1.41 | 0.0028318 | 0.28 | 0.028318 | 2.79 | 0.014159 | 1.41 | 0.0070795 | 0.71 | 0.0014159 | 0.14 | 0.0056636 | 0.56 | 0.0028318 | 0.28 | 0.0014159 | 0.14 | 0.00028318 | 0.03
30 | 30 | 0 | 1 | 0 | 29 | 0.025238 | 0.5291 | 1.38 | 0.52905 | 4.6069e-05 | 20.9627 | 0 | 0 | 877.078 | 480 | 0.012619 | 0.26455 | 0.26453 | 2.3035e-05 | 0.0063095 | 0.13228 | 0.13226 | 1.1517e-05 | 0.0012619 | 0.026455 | 0.026453 | 2.3035e-06 | 11:18 | 0.11356 | 10.74 | 0.056781 | 5.52 | 0.028391 | 2.8 | 0.0056781 | 0.57 | 0.056781 | 5.52 | 0.028391 | 2.8 | 0.014195 | 1.41 | 0.0028391 | 0.28 | 0.028391 | 2.8 | 0.014195 | 1.41 | 0.0070977 | 0.71 | 0.0014195 | 0.14 | 0.0056781 | 0.57 | 0.0028391 | 0.28 | 0.0014195 | 0.14 | 0.00028391 | 0.03
30 | 30 | 0 | 1 | 0 | 29 | 0.025238 | 0.5291 | 1.38 | 0.52905 | 4.6069e-05 | 20.9627 | 0 | 0 | 877.078 | 480 | 0.012619 | 0.26455 | 0.26453 | 2.3035e-05 | 0.0063095 | 0.13228 | 0.13226 | 1.1517e-05 | 0.0012619 | 0.026455 | 0.026453 | 2.3035e-06 | 11:18 | 0.11385 | 10.76 | 0.056926 | 5.53 | 0.028463 | 2.81 | 0.0056926 | 0.57 | 0.056926 | 5.53 | 0.028463 | 2.81 | 0.014232 | 1.41 | 0.0028463 | 0.28 | 0.028463 | 2.81 | 0.014232 | 1.41 | 0.0071158 | 0.71 | 0.0014232 | 0.14 | 0.0056926 | 0.57 | 0.0028463 | 0.28 | 0.0014232 | 0.14 | 0.00028463 | 0.03
30 | 30 | 0 | 1 | 0 | 29 | 0.025238 | 0.5291 | 1.38 | 0.52905 | 4.6069e-05 | 20.9627 | 0 | 0 | 877.078 | 480 | 0.012619 | 0.26455 | 0.26453 | 2.3035e-05 | 0.0063095 | 0.13228 | 0.13226 | 1.1517e-05 | 0.0012619 | 0.026455 | 0.026453 | 2.3035e-06 | 11:19 | 0.11414 | 10.79 | 0.057072 | 5.55 | 0.028536 | 2.81 | 0.0057072 | 0.57 | 0.057072 | 5.55 | 0.028536 | 2.81 | 0.014268 | 1.42 | 0.0028536 | 0.28 | 0.028536 | 2.81 | 0.014268 | 1.42 | 0.0071339 | 0.71 | 0.0014268 | 0.14 | 0.0057072 | 0.57 | 0.0028536 | 0.28 | 0.0014268 | 0.14 | 0.00028536 | 0.03
30 | 30 | 0 | 1 | 0 | 29 | 0.025238 | 0.5291 | 1.38 | 0.52905 | 4.6069e-05 | 20.9627 | 0 | 0 | 877.078 | 480 | 0.012619 | 0.26455 | 0.26453 | 2.3035e-05 | 0.0063095 | 0.13228 | 0.13226 | 1.1517e-05 | 0.0012619 | 0.026455 | 0.026453 | 2.3035e-06 | 11:19 | 0.11443 | 10.81 | 0.057217 | 5.56 | 0.028608 | 2.82 | 0.0057217 | 0.57 | 0.057217 | 5.56 | 0.028608 | 2.82 | 0.014304 | 1.42 | 0.0028608 | 0.29 | 0.028608 | 2.82 | 0.014304 | 1.42 | 0.0071521 | 0.71 | 0.0014304 | 0.14 | 0.0057217 | 0.57 | 0.0028608 | 0.29 | 0.0014304 | 0.14 | 0.00028608 | 0.03
30 | 30 | 0 | 1 | 0 | 29 | 0.025238 | 0.5291 | 1.38 | 0.52905 | 4.6069e-05 | 20.9627 | 0 | 0 | 877.078 | 480 | 0.012619 | 0.26455 | 0.26453 | 2.3035e-05 | 0.0063095 | 0.13228 | 0.13226 | 1.1517e-05 | 0.0012619 | 0.026455 | 0.026453 | 2.3035e-06 | 11:20 | 0.11472 | 10.84 | 0.057362 | 5.57 | 0.028681 | 2.83 | 0.0057362 | 0.57 | 0.057362 | 5.57 | 0.028681 | 2.83 | 0.01434 | 1.42 | 0.0028681 | 0.29 | 0.028681 | 2.83 | 0.01434 | 1.42 | 0.0071702 | 0.71 | 0.001434 | 0.14 | 0.0057362 | 0.57 | 0.0028681 | 0.29 | 0.001434 | 0.14 | 0.00028681 | 0.03
30 | 30 | 0 | 1 | 0 | 29 | 0.025238 | 0.5291 | 1.38 | 0.52905 | 4.6069e-05 | 20.9627 | 0 | 0 | 877.078 | 480 | 0.012619 | 0.26455 | 0.26453 | 2.3035e-05 | 0.0063095 | 0.13228 | 0.13226 | 1.1517e-05 | 0.0012619 | 0.026455 | 0.026453 | 2.3035e-06 | 11:20 | 0.11501 | 10.86 | 0.057507 | 5.59 | 0.028753 | 2.83 | 0.0057507 | 0.57 | 0.057507 | 5.59 | 0.028753 | 2.83 | 0.014377 | 1.43 | 0.0028753 | 0.29 | 0.028753 | 2.83 | 0.014377 | 1.43 | 0.0071884 | 0.72 | 0.0014377 | 0.14 | 0.0057507 | 0.57 | 0.0028753 | 0.29 | 0.0014377 | 0.14 | 0.00028753 | 0.03
30 | 30 | 0 | 1 | 0 | 29 | 0.025238 | 0.5291 | 1.38 | 0.52905 | 4.6069e-05 | 20.9627 | 0 | 0 | 877.078 | 480 | 0.012619 | 0.26455 | 0.26453 | 2.3035e-05 | 0.0063095 | 0.13228 | 0.13226 | 1.1517e-05 | 0.0012619 | 0.026455 | 0.026453 | 2.3035e-06 | 11:21 | 0.1153 | 10.89 | 0.057652 | 5.6 | 0.028826 | 2.84 | 0.0057652 | 0.57 | 0.057652 | 5.6 | 0.028826 | 2.84 | 0.014413 | 1.43 | 0.0028826 | 0.29 | 0.028826 | 2.84 | 0.014413 | 1.43 | 0.0072065 | 0.72 | 0.0014413 | 0.14 | 0.0057652 | 0.57 | 0.0028826 | 0.29 | 0.0014413 | 0.14 | 0.00028826 | 0.03
30 | 30 | 0 | 1 | 0 | 29 | 0.025238 | 0.5291 | 1.38 | 0.52905 | 4.6069e-05 | 20.9627 | 0 | 0 | 877.078 | 480 | 0.012619 | 0.26455 | 0.26453 | 2.3035e-05 | 0.0063095 | 0.13228 | 0.13226 | 1.1517e-05 | 0.0012619 | 0.026455 | 0.026453 | 2.3035e-06 | 11:21 | 0.11559 | 10.92 | 0.057797 | 5.62 | 0.028899 | 2.85 | 0.0057797 | 0.58 | 0.057797 | 5.62 | 0.028899 | 2.85 | 0.014449 | 1.43 | 0.0028899 | 0.29 | 0.028899 | 2.85 | 0.014449 | 1.43 | 0.0072246 | 0.72 | 0.0014449 | 0.14 | 0.0057797 | 0.58 | 0.0028899 | 0.29 | 0.0014449 | 0.14 | 0.00028899 | 0.03
30 | 30 | 0 | 1 | 0 | 29 | 0.025238 | 0.5291 | 1.38 | 0.52905 | 4.6069e-05 | 20.9627 | 0 | 0 | 877.078 | 480 | 0.012619 | 0.26455 | 0.26453 | 2.3035e-05 | 0.0063095 | 0.13228 | 0.13226 | 1.1517e-05 | 0.0012619 | 0.026455 | 0.026453 | 2.3035e-06 | 11:22 | 0.11588 | 10.94 | 0.057942 | 5.63 | 0.028971 | 2.86 | 0.0057942 | 0.58 | 0.057942 | 5.63 | 0.028971 | 2.86 | 0.014486 | 1.44 | 0.0028971 | 0.29 | 0.028971 | 2.86 | 0.014486 | 1.44 | 0.0072428 | 0.72 | 0.0014486 | 0.14 | 0.0057942 | 0.58 | 0.0028971 | 0.29 | 0.0014486 | 0.14 | 0.00028971 | 0.03
30 | 30 | 0 | 1 | 0 | 29 | 0.025238 | 0.5291 | 1.38 | 0.52905 | 4.6069e-05 | 20.9627 | 0 | 0 | 877.078 | 480 | 0.012619 | 0.26455 | 0.26453 | 2.3035e-05 | 0.0063095 | 0.13228 | 0.13226 | 1.1517e-05 | 0.0012619 | 0.026455 | 0.026453 | 2.3035e-06 | 11:22 | 0.11617 | 10.97 | 0.058087 | 5.64 | 0.029044 | 2.86 | 0.0058087 | 0.58 | 0.058087 | 5.64 | 0.029044 | 2.86 | 0.014522 | 1.44 | 0.0029044 | 0.29 | 0.029044 | 2.86 | 0.014522 | 1.44 | 0.0072609 | 0.72 | 0.0014522 | 0.15 | 0.0058087 | 0.58 | 0.0029044 | 0.29 | 0.0014522 | 0.15 | 0.00029044 | 0.03
30 | 30 | 0 | 1 | 0 | 29 | 0.025238 | 0.5291 | 1.38 | 0.52905 | 4.6069e-05 | 20.9627 | 0 | 0 | 877.078 | 480 | 0.012619 | 0.26455 | 0.26453 | 2.3035e-05 | 0.0063095 | 0.13228 | 0.13226 | 1.1517e-05 | 0.0012619 | 0.026455 | 0.026453 | 2.3035e-06 | 11:23 | 0.11646 | 10.99 | 0.058232 | 5.66 | 0.029116 | 2.87 | 0.0058232 | 0.58 | 0.058232 | 5.66 | 0.029116 | 2.87 | 0.014558 | 1.45 | 0.0029116 | 0.29 | 0.029116 | 2.87 | 0.014558 | 1.45 | 0.0072791 | 0.73 | 0.0014558 | 0.15 | 0.0058232 | 0.58 | 0.0029116 | 0.29 | 0.0014558 | 0.15 | 0.00029116 | 0.03
30 | 30 | 0 | 1 | 0 | 29 | 0.025238 | 0.5291 | 1.38 | 0.52905 | 4.6069e-05 | 20.9627 | 0 | 0 | 877.078 | 480 | 0.012619 | 0.26455 | 0.26453 | 2.3035e-05 | 0.0063095 | 0.13228 | 0.13226 | 1.1517e-05 | 0.0012619 | 0.026455 | 0.026453 | 2.3035e-06 | 11:23 | 0.11676 | 11.02 | 0.058378 | 5.67 | 0.029189 | 2.88 | 0.0058378 | 0.58 | 0.058378 | 5.67 | 0.029189 | 2.88 | 0.014594 | 1.45 | 0.0029189 | 0.29 | 0.029189 | 2.88 | 0.014594 | 1.45 | 0.0072972 | 0.73 | 0.0014594 | 0.15 | 0.0058378 | 0.58 | 0.0029189 | 0.29 | 0.0014594 | 0.15 | 0.00029189 | 0.03
30 | 30 | 0 | 1 | 0 | 29 | 0.025238 | 0.5291 | 1.38 | 0.52905 | 4.6069e-05 | 20.9627 | 0 | 0 | 877.078 | 480 | 0.012619 | 0.26455 | 0.26453 | 2.3035e-05 | 0.0063095 | 0.13228 | 0.13226 | 1.1517e-05 | 0.0012619 | 0.026455 | 0.026453 | 2.3035e-06 | 11:24 | 0.11705 | 11.05 | 0.058523 | 5.68 | 0.029261 | 2.88 | 0.0058523 | 0.58 | 0.058523 | 5.68 | 0.029261 | 2.88 | 0.014631 | 1.45 | 0.0029261 | 0.29 | 0.029261 | 2.88 | 0.014631 | 1.45 | 0.0073153 | 0.73 | 0.0014631 | 0.15 | 0.0058523 | 0.58 | 0.0029261 | 0.29 | 0.0014631 | 0.15 | 0.00029261 | 0.03
30 | 30 | 0 | 1 | 0 | 29 | 0.025238 | 0.5291 | 1.38 | 0.52905 | 4.6069e-05 | 20.9627 | 0 | 0 | 877.078 | 480 | 0.012619 | 0.26455 | 0.26453 | 2.3035e-05 | 0.0063095 | 0.13228 | 0.13226 | 1.1517e-05 | 0.0012619 | 0.026455 | 0.026453 | 2.3035e-06 | 11:24 | 0.11734 | 11.07 | 0.058668 | 5.7 | 0.029334 | 2.89 | 0.0058668 | 0.58 | 0.058668 | 5.7 | 0.029334 | 2.89 | 0.014667 | 1.46 | 0.0029334 | 0.29 | 0.029334 | 2.89 | 0.014667 | 1.46 | 0.0073335 | 0.73 | 0.0014667 | 0.15 | 0.0058668 | 0.58 | 0.0029334 | 0.29 | 0.0014667 | 0.15 | 0.00029334 | 0.03
30 | 30 | 0 | 1 | 0 | 29 | 0.025238 | 0.5291 | 1.38 | 0.52905 | 4.6069e-05 | 20.9627 | 0 | 0 | 877.078 | 480 | 0.012619 | 0.26455 | 0.26453 | 2.3035e-05 | 0.0063095 | 0.13228 | 0.13226 | 1.1517e-05 | 0.0012619 | 0.026455 | 0.026453 | 2.3035e-06 | 11:25 | 0.11763 | 11.1 | 0.058813 | 5.71 | 0.029406 | 2.9 | 0.0058813 | 0.59 | 0.058813 | 5.71 | 0.029406 | 2.9 | 0.014703 | 1.46 | 0.0029406 | 0.29 | 0.029406 | 2.9 | 0.014703 | 1.46 | 0.0073516 | 0.73 | 0.0014703 | 0.15 | 0.0058813 | 0.59 | 0.0029406 | 0.29 | 0.0014703 | 0.15 | 0.00029406 | 0.03
30 | 30 | 0 | 1 | 0 | 29 | 0.025238 | 0.5291 | 1.38 | 0.52905 | 4.6069e-05 | 20.9627 | 0 | 0 | 877.078 | 480 | 0.012619 | 0.26455 | 0.26453 | 2.3035e-05 | 0.0063095 | 0.13228 | 0.13226 | 1.1517e-05 | 0.0012619 | 0.026455 | 0.026453 | 2.3035e-06 | 11:25 | 0.11792 | 11.12 | 0.058958 | 5.73 | 0.029479 | 2.9 | 0.0058958 | 0.59 | 0.058958 | 5.73 | 0.029479 | 2.9 | 0.01474 | 1.46 | 0.0029479 | 0.29 | 0.029479 | 2.9 | 0.01474 | 1.46 | 0.0073698 | 0.73 | 0.001474 | 0.15 | 0.0058958 | 0.59 | 0.0029479 | 0.29 | 0.001474 | 0.15 | 0.00029479 | 0.03
30 | 30 | 0 | 1 | 0 | 29 | 0.025238 | 0.5291 | 1.38 | 0.52905 | 4.6069e-05 | 20.9627 | 0 | 0 | 877.078 | 480 | 0.012619 | 0.26455 | 0.26453 | 2.3035e-05 | 0.0063095 | 0.13228 | 0.13226 | 1.1517e-05 | 0.0012619 | 0.026455 | 0.026453 | 2.3035e-06 | 11:26 | 0.11821 | 11.15 | 0.059103 | 5.74 | 0.029552 | 2.91 | 0.0059103 | 0.59 | 0.059103 | 5.74 | 0.029552 | 2.91 | 0.014776 | 1.47 | 0.0029552 | 0.3 | 0.029552 | 2.91 | 0.014776 | 1.47 | 0.0073879 | 0.74 | 0.0014776 | 0.15 | 0.0059103 | 0.59 | 0.0029552 | 0.3 | 0.0014776 | 0.15 | 0.00029552 | 0.03
30 | 30 | 0 | 1 | 0 | 29 | 0.025238 | 0.5291 | 1.38 | 0.52905 | 4.6069e-05 | 20.9627 | 0 | 0 | 877.078 | 480 | 0.012619 | 0.26455 | 0.26453 | 2.3035e-05 | 0.0063095 | 0.13228 | 0.13226 | 1.1517e-05 | 0.0012619 | 0.026455 | 0.026453 | 2.3035e-06 | 11:26 | 0.1185 | 11.17 | 0.059248 | 5.75 | 0.029624 | 2.92 | 0.0059248 | 0.59 | 0.059248 | 5.75 | 0.029624 | 2.92 | 0.014812 | 1.47 | 0.0029624 | 0.3 | 0.029624 | 2.92 | 0.014812 | 1.47 | 0.007406 | 0.74 | 0.0014812 | 0.15 | 0.0059248 | 0.59 | 0.0029624 | 0.3 | 0.0014812 | 0.15 | 0.00029624 | 0.03
30 | 30 | 0 | 1 | 0 | 29 | 0.025238 | 0.5291 | 1.38 | 0.52905 | 4.6069e-05 | 20.9627 | 0 | 0 | 877.078 | 480 | 0.012619 | 0.26455 | 0.26453 | 2.3035e-05 | 0.0063095 | 0.13228 | 0.13226 | 1.1517e-05 | 0.0012619 | 0.026455 | 0.026453 | 2.3035e-06 | 11:27 | 0.11879 | 11.2 | 0.059393 | 5.77 | 0.029697 | 2.93 | 0.0059393 | 0.59 | 0.059393 | 5.77 | 0.029697 | 2.93 | 0.014848 | 1.47 | 0.0029697 | 0.3 | 0.029697 | 2.93 | 0.014848 | 1.47 | 0.0074242 | 0.74 | 0.0014848 | 0.15 | 0.0059393 | 0.59 | 0.0029697 | 0.3 | 0.0014848 | 0.15 | 0.00029697 | 0.03
30 | 30 | 0 | 1 | 0 | 29 | 0.025238 | 0.5291 | 1.38 | 0.52905 | 4.6069e-05 | 20.9627 | 0 | 0 | 877.078 | 480 | 0.012619 | 0.26455 | 0.26453 | 2.3035e-05 | 0.0063095 | 0.13228 | 0.13226 | 1.1517e-05 | 0.0012619 | 0.026455 | 0.026453 | 2.3035e-06 | 11:27 | 0.11908 | 11.23 | 0.059539 | 5.78 | 0.029769 | 2.93 | 0.0059539 | 0.59 | 0.059539 | 5.78 | 0.029769 | 2.93 | 0.014885 | 1.48 | 0.0029769 | 0.3 | 0.029769 | 2.93 | 0.014885 | 1.48 | 0.0074423 | 0.74 | 0.0014885 | 0.15 | 0.0059539 | 0.59 | 0.0029769 | 0.3 | 0.0014885 | 0.15 | 0.00029769 | 0.03
30 | 30 | 0 | 1 | 0 | 29 | 0.025238 | 0.5291 | 1.38 | 0.52905 | 4.6069e-05 | 20.9627 | 0 | 0 | 877.078 | 480 | 0.012619 | 0.26455 | 0.26453 | 2.3035e-05 | 0.0063095 | 0.13228 | 0.13226 | 1.1517e-05 | 0.0012619 | 0.026455 | 0.026453 | 2.3035e-06 | 11:28 | 0.11937 | 11.25 | 0.059684 | 5.79 | 0.029842 | 2.94 | 0.0059684 | 0.6 | 0.059684 | 5.79 | 0.029842 | 2.94 | 0.014921 | 1.48 | 0.0029842 | 0.3 | 0.029842 | 2.94 | 0.014921 | 1.48 | 0.0074605 | 0.74 | 0.0014921 | 0.15 | 0.0059684 | 0.6 | 0.0029842 | 0.3 | 0.0014921 | 0.15 | 0.00029842 | 0.03
30 | 30 | 0 | 1 | 0 | 29 | 0.025238 | 0.5291 | 1.38 | 0.52905 | 4.6069e-05 | 20.9627 | 0 | 0 | 877.078 | 480 | 0.012619 | 0.26455 | 0.26453 | 2.3035e-05 | 0.0063095 | 0.13228 | 0.13226 | 1.1517e-05 | 0.0012619 | 0.026455 | 0.026453 | 2.3035e-06 | 11:28 | 0.11966 | 11.28 | 0.059829 | 5.81 | 0.029914 | 2.95 | 0.0059829 | 0.6 | 0.059829 | 5.81 | 0.029914 | 2.95 | 0.014957 | 1.48 | 0.0029914 | 0.3 | 0.029914 | 2.95 | 0.014957 | 1.48 | 0.0074786 | 0.75 | 0.0014957 | 0.15 | 0.0059829 | 0.6 | 0.0029914 | 0.3 | 0.0014957 | 0.15 | 0.00029914 | 0.03
30 | 30 | 0 | 1 | 0 | 29 | 0.025238 | 0.5291 | 1.38 | 0.52905 | 4.6069e-05 | 20.9627 | 0 | 0 | 877.078 | 480 | 0.012619 | 0.26455 | 0.26453 | 2.3035e-05 | 0.0063095 | 0.13228 | 0.13226 | 1.1517e-05 | 0.0012619 | 0.026455 | 0.026453 | 2.3035e-06 | 11:29 | 0.11995 | 11.3 | 0.059974 | 5.82 | 0.029987 | 2.95 | 0.0059974 | 0.6 | 0.059974 | 5.82 | 0.029987 | 2.95 | 0.014993 | 1.49 | 0.0029987 | 0.3 | 0.029987 | 2.95 | 0.014993 | 1.49 | 0.0074967 | 0.75 | 0.0014993 | 0.15 | 0.0059974 | 0.6 | 0.0029987 | 0.3 | 0.0014993 | 0.15 | 0.00029987 | 0.03
30 | 30 | 0 | 1 | 0 | 29 | 0.025238 | 0.5291 | 1.38 | 0.52905 | 4.6069e-05 | 20.9627 | 0 | 0 | 877.078 | 480 | 0.012619 | 0.26455 | 0.26453 | 2.3035e-05 | 0.0063095 | 0.13228 | 0.13226 | 1.1517e-05 | 0.0012619 | 0.026455 | 0.026453 | 2.3035e-06 | 11:29 | 0.12024 | 11.33 | 0.060119 | 5.83 | 0.03006 | 2.96 | 0.0060119 | 0.6 | 0.060119 | 5.83 | 0.03006 | 2.96 | 0.01503 | 1.49 | 0.003006 | 0.3 | 0.03006 | 2.96 | 0.01503 | 1.49 | 0.0075149 | 0.75 | 0.001503 | 0.15 | 0.0060119 | 0.6 | 0.003006 | 0.3 | 0.001503 | 0.15 | 0.0003006 | 0.03
30 | 30 | 0 | 1 | 0 | 29 | 0.025238 | 0.5291 | 1.38 | 0.52905 | 4.6069e-05 | 20.9627 | 0 | 0 | 877.078 | 480 | 0.012619 | 0.26455 | 0.26453 | 2.3035e-05 | 0.0063095 | 0.13228 | 0.13226 | 1.1517e-05 | 0.0012619 | 0.026455 | 0.026453 | 2.3035e-06 | 11:30 | 0.12053 | 11.35 | 0.060264 | 5.85 | 0.030132 | 2.97 | 0.0060264 | 0.6 | 0.060264 | 5.85 | 0.030132 | 2.97 | 0.015066 | 1.5 | 0.0030132 | 0.3 | 0.030132 | 2.97 | 0.015066 | 1.5 | 0.007533 | 0.75 | 0.0015066 | 0.15 | 0.0060264 | 0.6 | 0.0030132 | 0.3 | 0.0015066 | 0.15 | 0.00030132 | 0.03
30 | 30 | 0 | 1 | 0 | 29 | 0.025238 | 0.5291 | 1.38 | 0.52905 | 4.6069e-05 | 20.9627 | 0 | 0 | 877.078 | 480 | 0.012619 | 0.26455 | 0.26453 | 2.3035e-05 | 0.0063095 | 0.13228 | 0.13226 | 1.1517e-05 | 0.0012619 | 0.026455 | 0.026453 | 2.3035e-06 | 11:30 | 0.12082 | 11.38 | 0.060409 | 5.86 | 0.030205 | 2.98 | 0.0060409 | 0.6 | 0.060409 | 5.86 | 0.030205 | 2.98 | 0.015102 | 1.5 | 0.0030205 | 0.3 | 0.030205 | 2.98 | 0.015102 | 1.5 | 0.0075512 | 0.75 | 0.0015102 | 0.15 | 0.0060409 | 0.6 | 0.0030205 | 0.3 | 0.0015102 | 0.15 | 0.00030205 | 0.03
30 | 30 | 0 | 1 | 0 | 29 | 0.025238 | 0.5291 | 1.38 | 0.52905 | 4.6069e-05 | 20.9627 | 0 | 0 | 877.078 | 480 | 0.012619 | 0.26455 | 0.26453 | 2.3035e-05 | 0.0063095 | 0.13228 | 0.13226 | 1.1517e-05 | 0.0012619 | 0.026455 | 0.026453 | 2.3035e-06 | 11:31 | 0.12111 | 11.41 | 0.060554 | 5.88 | 0.030277 | 2.98 | 0.0060554 | 0.6 | 0.060554 | 5.88 | 0.030277 | 2.98 | 0.015139 | 1.5 | 0.0030277 | 0.3 | 0.030277 | 2.98 | 0.015139 | 1.5 | 0.0075693 | 0.75 | 0.0015139 | 0.15 | 0.0060554 | 0.6 | 0.0030277 | 0.3 | 0.0015139 | 0.15 | 0.00030277 | 0.03
30 | 30 | 0 | 1 | 0 | 29 | 0.025238 | 0.5291 | 1.38 | 0.52905 | 4.6069e-05 | 20.9627 | 0 | 0 | 877.078 | 480 | 0.012619 | 0.26455 | 0.26453 | 2.3035e-05 | 0.0063095 | 0.13228 | 0.13226 | 1.1517e-05 | 0.0012619 | 0.026455 | 0.026453 | 2.3035e-06 | 11:31 | 0.1214 | 11.43 | 0.060699 | 5.89 | 0.03035 | 2.99 | 0.0060699 | 0.61 | 0.060699 | 5.89 | 0.03035 | 2.99 | 0.015175 | 1.51 | 0.003035 | 0.3 | 0.03035 | 2.99 | 0.015175 | 1.51 | 0.0075874 | 0.76 | 0.0015175 | 0.15 | 0.0060699 | 0.61 | 0.003035 | 0.3 | 0.0015175 | 0.15 | 0.0003035 | 0.03
30 | 30 | 0 | 1 | 0 | 29 | 0.025238 | 0.5291 | 1.38 | 0.52905 | 4.6069e-05 | 20.9627 | 0 | 0 | 877.078 | 480 | 0.012619 | 0.26455 | 0.26453 | 2.3035e-05 | 0.0063095 | 0.13228 | 0.13226 | 1.1517e-05 | 0.0012619 | 0.026455 | 0.026453 | 2.3035e-06 | 11:32 | 0.12169 | 11.46 | 0.060845 | 5.9 | 0.030422 | 3 | 0.0060845 | 0.61 | 0.060845 | 5.9 | 0.030422 | 3 | 0.015211 | 1.51 | 0.0030422 | 0.3 | 0.030422 | 3 | 0.015211 | 1.51 | 0.0076056 | 0.76 | 0.0015211 | 0.15 | 0.0060845 | 0.61 | 0.0030422 | 0.3 | 0.0015211 | 0.15 | 0.00030422 | 0.03
30 | 30 | 0 | 1 | 0 | 29 | 0.025238 | 0.5291 | 1.38 | 0.52905 | 4.6069e-05 | 20.9627 | 0 | 0 | 877.078 | 480 | 0.012619 | 0.26455 | 0.26453 | 2.3035e-05 | 0.0063095 | 0.13228 | 0.13226 | 1.1517e-05 | 0.0012619 | 0.026455 | 0.026453 | 2.3035e-06 | 11:32 | 0.12198 | 11.48 | 0.06099 | 5.92 | 0.030495 | 3 | 0.006099 | 0.61 | 0.06099 | 5.92 | 0.030495 | 3 | 0.015247 | 1.51 | 0.0030495 | 0.3 | 0.030495 | 3 | 0.015247 | 1.51 | 0.0076237 | 0.76 | 0.0015247 | 0.15 | 0.006099 | 0.61 | 0.0030495 | 0.3 | 0.0015247 | 0.15 | 0.00030495 | 0.03
30 | 30 | 0 | 1 | 0 | 29 | 0.025238 | 0.5291 | 1.38 | 0.52905 | 4.6069e-05 | 20.9627 | 0 | 0 | 877.078 | 480 | 0.012619 | 0.26455 | 0.26453 | 2.3035e-05 | 0.0063095 | 0.13228 | 0.13226 | 1.1517e-05 | 0.0012619 | 0.026455 | 0.026453 | 2.3035e-06 | 11:33 | 0.12227 | 11.51 | 0.061135 | 5.93 | 0.030567 | 3.01 | 0.0061135 | 0.61 | 0.061135 | 5.93 | 0.030567 | 3.01 | 0.015284 | 1.52 | 0.0030567 | 0.31 | 0.030567 | 3.01 | 0.015284 | 1.52 | 0.0076419 | 0.76 | 0.0015284 | 0.15 | 0.0061135 | 0.61 | 0.0030567 | 0.31 | 0.0015284 | 0.15 | 0.00030567 | 0.03
30 | 30 | 0 | 1 | 0 | 29 | 0.025238 | 0.5291 | 1.38 | 0.52905 | 4.6069e-05 | 20.9627 | 0 | 0 | 877.078 | 480 | 0.012619 | 0.26455 | 0.26453 | 2.3035e-05 | 0.0063095 | 0.13228 | 0.13226 | 1.1517e-05 | 0.0012619 | 0.026455 | 0.026453 | 2.3035e-06 | 11:33 | 0.12256 | 11.53 | 0.06128 | 5.94 | 0.03064 | 3.02 | 0.006128 | 0.61 | 0.06128 | 5.94 | 0.03064 | 3.02 | 0.01532 | 1.52 | 0.003064 | 0.31 | 0.03064 | 3.02 | 0.01532 | 1.52 | 0.00766 | 0.76 | 0.001532 | 0.15 | 0.006128 | 0.61 | 0.003064 | 0.31 | 0.001532 | 0.15 | 0.0003064 | 0.03
30 | 30 | 0 | 1 | 0 | 29 | 0.025238 | 0.5291 | 1.38 | 0.52905 | 4.6069e-05 | 20.9627 | 0 | 0 | 877.078 | 480 | 0.012619 | 0.26455 | 0.26453 | 2.3035e-05 | 0.0063095 | 0.13228 | 0.13226 | 1.1517e-05 | 0.0012619 | 0.026455 | 0.026453 | 2.3035e-06 | 11:34 | 0.12285 | 11.56 | 0.061425 | 5.96 | 0.030713 | 3.02 | 0.0061425 | 0.61 | 0.061425 | 5.96 | 0.030713 | 3.02 | 0.015356 | 1.52 | 0.0030713 | 0.31 | 0.030713 | 3.02 | 0.015356 | 1.52 | 0.0076781 | 0.76 | 0.0015356 | 0.15 | 0.0061425 | 0.61 | 0.0030713 | 0.31 | 0.0015356 | 0.15 | 0.00030713 | 0.03
30 | 30 | 0 | 1 | 0 | 29 | 0.025238 | 0.5291 | 1.38 | 0.52905 | 4.6069e-05 | 20.9627 | 0 | 0 | 877.078 | 480 | 0.012619 | 0.26455 | 0.26453 | 2.3035e-05 | 0.0063095 | 0.13228 | 0.13226 | 1.1517e-05 | 0.0012619 | 0.026455 | 0.026453 | 2.3035e-06 | 11:34 | 0.12314 | 11.59 | 0.06157 | 5.97 | 0.030785 | 3.03 | 0.006157 | 0.61 | 0.06157 | 5.97 | 0.030785 | 3.03 | 0.015393 | 1.53 | 0.0030785 | 0.31 | 0.030785 | 3.03 | 0.015393 | 1.53 | 0.0076963 | 0.77 | 0.0015393 | 0.15 | 0.006157 | 0.61 | 0.0030785 | 0.31 | 0.0015393 | 0.15 | 0.00030785 | 0.03
30 | 30 | 0 | 1 | 0 | 29 | 0.025238 | 0.5291 | 1.38 | 0.52905 | 4.6069e-05 | 20.9627 | 0 | 0 | 877.078 | 480 | 0.012619 | 0.26455 | 0.26453 | 2.3035e-05 | 0.0063095 | 0.13228 | 0.13226 | 1.1517e-05 | 0.0012619 | 0.026455 | 0.026453 | 2.3035e-06 | 11:35 | 0.12343 | 11.61 | 0.061715 | 5.98 | 0.030858 | 3.04 | 0.0061715 | 0.62 | 0.061715 | 5.98 | 0.030858 | 3.04 | 0.015429 | 1.53 | 0.0030858 | 0.31 | 0.030858 | 3.04 | 0.015429 | 1.53 | 0.0077144 | 0.77 | 0.0015429 | 0.15 | 0.0061715 | 0.62 | 0.0030858 | 0.31 | 0.0015429 | 0.15 | 0.00030858 | 0.03
30 | 30 | 0 | 1 | 0 | 29 | 0.025238 | 0.5291 | 1.38 | 0.52905 | 4.6069e-05 | 20.9627 | 0 | 0 | 877.078 | 480 | 0.012619 | 0.26455 | 0.26453 | 2.3035e-05 | 0.0063095 | 0.13228 | 0.13226 | 1.1517e-05 | 0.0012619 | 0.026455 | 0.026453 | 2.3035e-06 | 11:35 | 0.12372 | 11.64 | 0.06186 | 6 | 0.03093 | 3.05 | 0.006186 | 0.62 | 0.06186 | 6 | 0.03093 | 3.05 | 0.015465 | 1.53 | 0.003093 | 0.31 | 0.03093 | 3.05 | 0.015465 | 1.53 | 0.0077326 | 0.77 | 0.0015465 | 0.15 | 0.006186 | 0.62 | 0.003093 | 0.31 | 0.0015465 | 0.15 | 0.0003093 | 0.03
30 | 30 | 0 | 1 | 0 | 29 | 0.025238 | 0.5291 | 1.38 | 0.52905 | 4.6069e-05 | 20.9627 | 0 | 0 | 877.078 | 480 | 0.012619 | 0.26455 | 0.26453 | 2.3035e-05 | 0.0063095 | 0.13228 | 0.13226 | 1.1517e-05 | 0.0012619 | 0.026455 | 0.026453 | 2.3035e-06 | 11:36 | 0.12401 | 11.66 | 0.062006 | 6.01 | 0.031003 | 3.05 | 0.0062006 | 0.62 | 0.062006 | 6.01 | 0.031003 | 3.05 | 0.015501 | 1.54 | 0.0031003 | 0.31 | 0.031003 | 3.05 | 0.015501 | 1.54 | 0.0077507 | 0.77 | 0.0015501 | 0.15 | 0.0062006 | 0.62 | 0.0031003 | 0.31 | 0.0015501 | 0.15 | 0.00031003 | 0.03
30 | 30 | 0 | 1 | 0 | 29 | 0.025238 | 0.5291 | 1.38 | 0.52905 | 4.6069e-05 | 20.9627 | 0 | 0 | 877.078 | 480 | 0.012619 | 0.26455 | 0.26453 | 2.3035e-05 | 0.0063095 | 0.13228 | 0.13226 | 1.1517e-05 | 0.0012619 | 0.026455 | 0.026453 | 2.3035e-06 | 11:36 | 0.1243 | 11.69 | 0.062151 | 6.03 | 0.031075 | 3.06 | 0.0062151 | 0.62 | 0.062151 | 6.03 | 0.031075 | 3.06 | 0.015538 | 1.54 | 0.0031075 | 0.31 | 0.031075 | 3.06 | 0.015538 | 1.54 | 0.0077688 | 0.77 | 0.0015538 | 0.16 | 0.0062151 | 0.62 | 0.0031075 | 0.31 | 0.0015538 | 0.16 | 0.00031075 | 0.03
30 | 30 | 0 | 1 | 0 | 29 | 0.025238 | 0.5291 | 1.38 | 0.52905 | 4.6069e-05 | 20.9627 | 0 | 0 | 877.078 | 480 | 0.012619 | 0.26455 | 0.26453 | 2.3035e-05 | 0.0063095 | 0.13228 | 0.13226 | 1.1517e-05 | 0.0012619 | 0.026455 | 0.026453 | 2.3035e-06 | 11:37 | 0.12459 | 11.71 | 0.062296 | 6.04 | 0.031148 | 3.07 | 0.0062296 | 0.62 | 0.062296 | 6.04 | 0.031148 | 3.07 | 0.015574 | 1.55 | 0.0031148 | 0.31 | 0.031148 | 3.07 | 0.015574 | 1.55 | 0.007787 | 0.78 | 0.0015574 | 0.16 | 0.0062296 | 0.62 | 0.0031148 | 0.31 | 0.0015574 | 0.16 | 0.00031148 | 0.03
30 | 30 | 0 | 1 | 0 | 29 | 0.025238 | 0.5291 | 1.38 | 0.52905 | 4.6069e-05 | 20.9627 | 0 | 0 | 877.078 | 480 | 0.012619 | 0.26455 | 0.26453 | 2.3035e-05 | 0.0063095 | 0.13228 | 0.13226 | 1.1517e-05 | 0.0012619 | 0.026455 | 0.026453 | 2.3035e-06 | 11:37 | 0.12488 | 11.74 | 0.062441 | 6.05 | 0.03122 | 3.07 | 0.0062441 | 0.62 | 0.062441 | 6.05 | 0.03122 | 3.07 | 0.01561 | 1.55 | 0.003122 | 0.31 | 0.03122 | 3.07 | 0.01561 | 1.55 | 0.0078051 | 0.78 | 0.001561 | 0.16 | 0.0062441 | 0.62 | 0.003122 | 0.31 | 0.001561 | 0.16 | 0.0003122 | 0.03
30 | 30 | 0 | 1 | 0 | 29 | 0.025238 | 0.5291 | 1.38 | 0.52905 | 4.6069e-05 | 20.9627 | 0 | 0 | 877.078 | 480 | 0.012619 | 0.26455 | 0.26453 | 2.3035e-05 | 0.0063095 | 0.13228 | 0.13226 | 1.1517e-05 | 0.0012619 | 0.026455 | 0.026453 | 2.3035e-06 | 11:38 | 0.12517 | 11.77 | 0.062586 | 6.07 | 0.031293 | 3.08 | 0.0062586 | 0.62 | 0.062586 | 6.07 | 0.031293 | 3.08 | 0.015647 | 1.55 | 0.0031293 | 0.31 | 0.031293 | 3.08 | 0.015647 | 1.55 | 0.0078233 | 0.78 | 0.0015647 | 0.16 | 0.0062586 | 0.62 | 0.0031293 | 0.31 | 0.0015647 | 0.16 | 0.00031293 | 0.03
30 | 30 | 0 | 1 | 0 | 29 | 0.025238 | 0.5291 | 1.38 | 0.52905 | 4.6069e-05 | 20.9627 | 0 | 0 | 877.078 | 480 | 0.012619 | 0.26455 | 0.26453 | 2.3035e-05 | 0.0063095 | 0.13228 | 0.13226 | 1.1517e-05 | 0.0012619 | 0.026455 | 0.026453 | 2.3035e-06 | 11:38 | 0.12546 | 11.79 | 0.062731 | 6.08 | 0.031366 | 3.09 | 0.0062731 | 0.63 | 0.062731 | 6.08 | 0.031366 | 3.09 | 0.015683 | 1.56 | 0.0031366 | 0.31 | 0.031366 | 3.09 | 0.015683 | 1.56 | 0.0078414 | 0.78 | 0.0015683 | 0.16 | 0.0062731 | 0.63 | 0.0031366 | 0.31 | 0.0015683 | 0.16 | 0.00031366 | 0.03
30 | 30 | 0 | 1 | 0 | 29 | 0.025238 | 0.5291 | 1.38 | 0.52905 | 4.6069e-05 | 20.9627 | 0 | 0 | 877.078 | 480 | 0.012619 | 0.26455 | 0.26453 | 2.3035e-05 | 0.0063095 | 0.13228 | 0.13226 | 1.1517e-05 | 0.0012619 | 0.026455 | 0.026453 | 2.3035e-06 | 11:39 | 0.12575 | 11.82 | 0.062876 | 6.09 | 0.031438 | 3.09 | 0.0062876 | 0.63 | 0.062876 | 6.09 | 0.031438 | 3.09 | 0.015719 | 1.56 | 0.0031438 | 0.31 | 0.031438 | 3.09 | 0.015719 | 1.56 | 0.0078595 | 0.78 | 0.0015719 | 0.16 | 0.0062876 | 0.63 | 0.0031438 | 0.31 | 0.0015719 | 0.16 | 0.00031438 | 0.03
30 | 30 | 0 | 1 | 0 | 29 | 0.025238 | 0.5291 | 1.38 | 0.52905 | 4.6069e-05 | 20.9627 | 0 | 0 | 877.078 | 480 | 0.012619 | 0.26455 | 0.26453 | 2.3035e-05 | 0.0063095 | 0.13228 | 0.13226 | 1.1517e-05 | 0.0012619 | 0.026455 | 0.026453 | 2.3035e-06 | 11:39 | 0.12604 | 11.84 | 0.063021 | 6.11 | 0.031511 | 3.1 | 0.0063021 | 0.63 | 0.063021 | 6.11 | 0.031511 | 3.1 | 0.015755 | 1.56 | 0.0031511 | 0.31 | 0.031511 | 3.1 | 0.015755 | 1.56 | 0.0078777 | 0.78 | 0.0015755 | 0.16 | 0.0063021 | 0.63 | 0.0031511 | 0.31 | 0.0015755 | 0.16 | 0.00031511 | 0.03
30 | 30 | 0 | 1 | 0 | 29 | 0.025238 | 0.5291 | 1.38 | 0.52905 | 4.6069e-05 | 20.9627 | 0 | 0 | 877.078 | 480 | 0.012619 | 0.26455 | 0.26453 | 2.3035e-05 | 0.0063095 | 0.13228 | 0.13226 | 1.1517e-05 | 0.0012619 | 0.026455 | 0.026453 | 2.3035e-06 | 11:40 | 0.12633 | 11.87 | 0.063166 | 6.12 | 0.031583 | 3.11 | 0.0063166 | 0.63 | 0.063166 | 6.12 | 0.031583 | 3.11 | 0.015792 | 1.57 | 0.0031583 | 0.32 | 0.031583 | 3.11 | 0.015792 | 1.57 | 0.0078958 | 0.79 | 0.0015792 | 0.16 | 0.0063166 | 0.63 | 0.0031583 | 0.32 | 0.0015792 | 0.16 | 0.00031583 | 0.03
30 | 30 | 0 | 1 | 0 | 29 | 0.025238 | 0.5291 | 1.38 | 0.52905 | 4.6069e-05 | 20.9627 | 0 | 0 | 877.078 | 480 | 0.012619 | 0.26455 | 0.26453 | 2.3035e-05 | 0.0063095 | 0.13228 | 0.13226 | 1.1517e-05 | 0.0012619 | 0.026455 | 0.026453 | 2.3035e-06 | 11:40 | 0.12662 | 11.89 | 0.063312 | 6.13 | 0.031656 | 3.12 | 0.0063312 | 0.63 | 0.063312 | 6.13 | 0.031656 | 3.12 | 0.015828 | 1.57 | 0.0031656 | 0.32 | 0.031656 | 3.12 | 0.015828 | 1.57 | 0.007914 | 0.79 | 0.0015828 | 0.16 | 0.0063312 | 0.63 | 0.0031656 | 0.32 | 0.0015828 | 0.16 | 0.00031656 | 0.03
30 | 30 | 0 | 1 | 0 | 29 | 0.025238 | 0.5291 | 1.38 | 0.52905 | 4.6069e-05 | 20.9627 | 0 | 0 | 877.078 | 480 | 0.012619 | 0.26455 | 0.26453 | 2.3035e-05 | 0.0063095 | 0.13228 | 0.13226 | 1.1517e-05 | 0.0012619 | 0.026455 | 0.026453 | 2.3035e-06 | 11:41 | 0.12691 | 11.92 | 0.063457 | 6.15 | 0.031728 | 3.12 | 0.0063457 | 0.63 | 0.063457 | 6.15 | 0.031728 | 3.12 | 0.015864 | 1.57 | 0.0031728 | 0.32 | 0.031728 | 3.12 | 0.015864 | 1.57 | 0.0079321 | 0.79 | 0.0015864 | 0.16 | 0.0063457 | 0.63 | 0.0031728 | 0.32 | 0.0015864 | 0.16 | 0.00031728 | 0.03
30 | 30 | 0 | 1 | 0 | 29 | 0.025238 | 0.5291 | 1.38 | 0.52905 | 4.6069e-05 | 20.9627 | 0 | 0 | 877.078 | 480 | 0.012619 | 0.26455 | 0.26453 | 2.3035e-05 | 0.0063095 | 0.13228 | 0.13226 | 1.1517e-05 | 0.0012619 | 0.026455 | 0.026453 | 2.3035e-06 | 11:41 | 0.1272 | 11.94 | 0.063602 | 6.16 | 0.031801 | 3.13 | 0.0063602 | 0.63 | 0.063602 | 6.16 | 0.031801 | 3.13 | 0.0159 | 1.58 | 0.0031801 | 0.32 | 0.031801 | 3.13 | 0.0159 | 1.58 | 0.0079502 | 0.79 | 0.00159 | 0.16 | 0.0063602 | 0.63 | 0.0031801 | 0.32 | 0.00159 | 0.16 | 0.00031801 | 0.03
30 | 30 | 0 | 1 | 0 | 29 | 0.025238 | 0.5291 | 1.38 | 0.52905 | 4.6069e-05 | 20.9627 | 0 | 0 | 877.078 | 480 | 0.012619 | 0.26455 | 0.26453 | 2.3035e-05 | 0.0063095 | 0.13228 | 0.13226 | 1.1517e-05 | 0.0012619 | 0.026455 | 0.026453 | 2.3035e-06 | 11:42 | 0.12749 | 11.97 | 0.063747 | 6.18 | 0.031873 | 3.14 | 0.0063747 | 0.64 | 0.063747 | 6.18 | 0.031873 | 3.14 | 0.015937 | 1.58 | 0.0031873 | 0.32 | 0.031873 | 3.14 | 0.015937 | 1.58 | 0.0079684 | 0.79 | 0.0015937 | 0.16 | 0.0063747 | 0.64 | 0.0031873 | 0.32 | 0.0015937 | 0.16 | 0.00031873 | 0.03
30 | 30 | 0 | 1 | 0 | 29 | 0.025238 | 0.5291 | 1.38 | 0.52905 | 4.6069e-05 | 20.9627 | 0 | 0 | 877.078 | 480 | 0.012619 | 0.26455 | 0.26453 | 2.3035e-05 | 0.0063095 | 0.13228 | 0.13226 | 1.1517e-05 | 0.0012619 | 0.026455 | 0.026453 | 2.3035e-06 | 11:42 | 0.12778 | 12 | 0.063892 | 6.19 | 0.031946 | 3.14 | 0.0063892 | 0.64 | 0.063892 | 6.19 | 0.031946 | 3.14 | 0.015973 | 1.58 | 0.0031946 | 0.32 | 0.031946 | 3.14 | 0.015973 | 1.58 | 0.0079865 | 0.8 | 0.0015973 | 0.16 | 0.0063892 | 0.64 | 0.0031946 | 0.32 | 0.0015973 | 0.16 | 0.00031946 | 0.03
30 | 30 | 0 | 1 | 0 | 29 | 0.025238 | 0.5291 | 1.38 | 0.52905 | 4.6069e-05 | 20.9627 | 0 | 0 | 877.078 | 480 | 0.012619 | 0.26455 | 0.26453 | 2.3035e-05 | 0.0063095 | 0.13228 | 0.13226 | 1.1517e-05 | 0.0012619 | 0.026455 | 0.026453 | 2.3035e-06 | 11:43 | 0.12807 | 12.02 | 0.064037 | 6.2 | 0.032019 | 3.15 | 0.0064037 | 0.64 | 0.064037 | 6.2 | 0.032019 | 3.15 | 0.016009 | 1.59 | 0.0032019 | 0.32 | 0.032019 | 3.15 | 0.016009 | 1.59 | 0.0080046 | 0.8 | 0.0016009 | 0.16 | 0.0064037 | 0.64 | 0.0032019 | 0.32 | 0.0016009 | 0.16 | 0.00032019 | 0.03
30 | 30 | 0 | 1 | 0 | 29 | 0.025238 | 0.5291 | 1.38 | 0.52905 | 4.6069e-05 | 20.9627 | 0 | 0 | 877.078 | 480 | 0.012619 | 0.26455 | 0.26453 | 2.3035e-05 | 0.0063095 | 0.13228 | 0.13226 | 1.1517e-05 | 0.0012619 | 0.026455 | 0.026453 | 2.3035e-06 | 11:43 | 0.12836 | 12.05 | 0.064182 | 6.22 | 0.032091 | 3.16 | 0.0064182 | 0.64 | 0.064182 | 6.22 | 0.032091 | 3.16 | 0.016046 | 1.59 | 0.0032091 | 0.32 | 0.032091 | 3.16 | 0.016046 | 1.59 | 0.0080228 | 0.8 | 0.0016046 | 0.16 | 0.0064182 | 0.64 | 0.0032091 | 0.32 | 0.0016046 | 0.16 | 0.00032091 | 0.03
30 | 30 | 0 | 1 | 0 | 29 | 0.025238 | 0.5291 | 1.38 | 0.52905 | 4.6069e-05 | 20.9627 | 0 | 0 | 877.078 | 480 | 0.012619 | 0.26455 | 0.26453 | 2.3035e-05 | 0.0063095 | 0.13228 | 0.13226 | 1.1517e-05 | 0.0012619 | 0.026455 | 0.026453 | 2.3035e-06 | 11:44 | 0.12865 | 12.07 | 0.064327 | 6.23 | 0.032164 | 3.17 | 0.0064327 | 0.64 | 0.064327 | 6.23 | 0.032164 | 3.17 | 0.016082 | 1.6 | 0.0032164 | 0.32 | 0.032164 | 3.17 | 0.016082 | 1.6 | 0.0080409 | 0.8 | 0.0016082 | 0.16 | 0.0064327 | 0.64 | 0.0032164 | 0.32 | 0.0016082 | 0.16 | 0.00032164 | 0.03
30 | 30 | 0 | 1 | 0 | 29 | 0.025238 | 0.5291 | 1.38 | 0.52905 | 4.6069e-05 | 20.9627 | 0 | 0 | 877.078 | 480 | 0.012619 | 0.26455 | 0.26453 | 2.3035e-05 | 0.0063095 | 0.13228 | 0.13226 | 1.1517e-05 | 0.0012619 | 0.026455 | 0.026453 | 2.3035e-06 | 11:44 | 0.12895 | 12.1 | 0.064473 | 6.24 | 0.032236 | 3.17 | 0.0064473 | 0.64 | 0.064473 | 6.24 | 0.032236 | 3.17 | 0.016118 | 1.6 | 0.0032236 | 0.32 | 0.032236 | 3.17 | 0.016118 | 1.6 | 0.0080591 | 0.8 | 0.0016118 | 0.16 | 0.0064473 | 0.64 | 0.0032236 | 0.32 | 0.0016118 | 0.16 | 0.00032236 | 0.03
30 | 30 | 0 | 1 | 0 | 29 | 0.025238 | 0.5291 | 1.38 | 0.52905 | 4.6069e-05 | 20.9627 | 0 | 0 | 877.078 | 480 | 0.012619 | 0.26455 | 0.26453 | 2.3035e-05 | 0.0063095 | 0.13228 | 0.13226 | 1.1517e-05 | 0.0012619 | 0.026455 | 0.026453 | 2.3035e-06 | 11:45 | 0.12924 | 12.12 | 0.064618 | 6.26 | 0.032309 | 3.18 | 0.0064618 | 0.64 | 0.064618 | 6.26 | 0.032309 | 3.18 | 0.016154 | 1.6 | 0.0032309 | 0.32 | 0.032309 | 3.18 | 0.016154 | 1.6 | 0.0080772 | 0.8 | 0.0016154 | 0.16 | 0.0064618 | 0.64 | 0.0032309 | 0.32 | 0.0016154 | 0.16 | 0.00032309 | 0.03
30 | 30 | 0 | 1 | 0 | 29 | 0.025238 | 0.5291 | 1.38 | 0.52905 | 4.6069e-05 | 20.9627 | 0 | 0 | 877.078 | 480 | 0.012619 | 0.26455 | 0.26453 | 2.3035e-05 | 0.0063095 | 0.13228 | 0.13226 | 1.1517e-05 | 0.0012619 | 0.026455 | 0.026453 | 2.3035e-06 | 11:45 | 0.12953 | 12.15 | 0.064763 | 6.27 | 0.032381 | 3.19 | 0.0064763 | 0.65 | 0.064763 | 6.27 | 0.032381 | 3.19 | 0.016191 | 1.61 | 0.0032381 | 0.32 | 0.032381 | 3.19 | 0.016191 | 1.61 | 0.0080953 | 0.81 | 0.0016191 | 0.16 | 0.0064763 | 0.65 | 0.0032381 | 0.32 | 0.0016191 | 0.16 | 0.00032381 | 0.03
30 | 30 | 0 | 1 | 0 | 29 | 0.025238 | 0.5291 | 1.38 | 0.52905 | 4.6069e-05 | 20.9627 | 0 | 0 | 877.078 | 480 | 0.012619 | 0.26455 | 0.26453 | 2.3035e-05 | 0.0063095 | 0.13228 | 0.13226 | 1.1517e-05 | 0.0012619 | 0.026455 | 0.026453 | 2.3035e-06 | 11:46 | 0.12982 | 12.17 | 0.064908 | 6.28 | 0.032454 | 3.19 | 0.0064908 | 0.65 | 0.064908 | 6.28 | 0.032454 | 3.19 | 0.016227 | 1.61 | 0.0032454 | 0.32 | 0.032454 | 3.19 | 0.016227 | 1.61 | 0.0081135 | 0.81 | 0.0016227 | 0.16 | 0.0064908 | 0.65 | 0.0032454 | 0.32 | 0.0016227 | 0.16 | 0.00032454 | 0.03
30 | 30 | 0 | 1 | 0 | 29 | 0.025238 | 0.5291 | 1.38 | 0.52905 | 4.6069e-05 | 20.9627 | 0 | 0 | 877.078 | 480 | 0.012619 | 0.26455 | 0.26453 | 2.3035e-05 | 0.0063095 | 0.13228 | 0.13226 | 1.1517e-05 | 0.0012619 | 0.026455 | 0.026453 | 2.3035e-06 | 11:46 | 0.13011 | 12.2 | 0.065053 | 6.3 | 0.032527 | 3.2 | 0.0065053 | 0.65 | 0.065053 | 6.3 | 0.032527 | 3.2 | 0.016263 | 1.61 | 0.0032527 | 0.32 | 0.032527 | 3.2 | 0.016263 | 1.61 | 0.0081316 | 0.81 | 0.0016263 | 0.16 | 0.0065053 | 0.65 | 0.0032527 | 0.32 | 0.0016263 | 0.16 | 0.00032527 | 0.03
30 | 30 | 0 | 1 | 0 | 29 | 0.025238 | 0.5291 | 1.38 | 0.52905 | 4.6069e-05 | 20.9627 | 0 | 0 | 877.078 | 480 | 0.012619 | 0.26455 | 0.26453 | 2.3035e-05 | 0.0063095 | 0.13228 | 0.13226 | 1.1517e-05 | 0.0012619 | 0.026455 | 0.026453 | 2.3035e-06 | 11:47 | 0.1304 | 12.23 | 0.065198 | 6.31 | 0.032599 | 3.21 | 0.0065198 | 0.65 | 0.065198 | 6.31 | 0.032599 | 3.21 | 0.0163 | 1.62 | 0.0032599 | 0.33 | 0.032599 | 3.21 | 0.0163 | 1.62 | 0.0081498 | 0.81 | 0.00163 | 0.16 | 0.0065198 | 0.65 | 0.0032599 | 0.33 | 0.00163 | 0.16 | 0.00032599 | 0.03
30 | 30 | 0 | 1 | 0 | 29 | 0.025238 | 0.5291 | 1.38 | 0.52905 | 4.6069e-05 | 20.9627 | 0 | 0 | 877.078 | 480 | 0.012619 | 0.26455 | 0.26453 | 2.3035e-05 | 0.0063095 | 0.13228 | 0.13226 | 1.1517e-05 | 0.0012619 | 0.026455 | 0.026453 | 2.3035e-06 | 11:47 | 0.13069 | 12.25 | 0.065343 | 6.33 | 0.032672 | 3.21 | 0.0065343 | 0.65 | 0.065343 | 6.33 | 0.032672 | 3.21 | 0.016336 | 1.62 | 0.0032672 | 0.33 | 0.032672 | 3.21 | 0.016336 | 1.62 | 0.0081679 | 0.81 | 0.0016336 | 0.16 | 0.0065343 | 0.65 | 0.0032672 | 0.33 | 0.0016336 | 0.16 | 0.00032672 | 0.03
30 | 30 | 0 | 1 | 0 | 29 | 0.025238 | 0.5291 | 1.38 | 0.52905 | 4.6069e-05 | 20.9627 | 0 | 0 | 877.078 | 480 | 0.012619 | 0.26455 | 0.26453 | 2.3035e-05 | 0.0063095 | 0.13228 | 0.13226 | 1.1517e-05 | 0.0012619 | 0.026455 | 0.026453 | 2.3035e-06 | 11:48 | 0.13098 | 12.28 | 0.065488 | 6.34 | 0.032744 | 3.22 | 0.0065488 | 0.65 | 0.065488 | 6.34 | 0.032744 | 3.22 | 0.016372 | 1.62 | 0.0032744 | 0.33 | 0.032744 | 3.22 | 0.016372 | 1.62 | 0.008186 | 0.82 | 0.0016372 | 0.16 | 0.0065488 | 0.65 | 0.0032744 | 0.33 | 0.0016372 | 0.16 | 0.00032744 | 0.03
30 | 30 | 0 | 1 | 0 | 29 | 0.025238 | 0.5291 | 1.38 | 0.52905 | 4.6069e-05 | 20.9627 | 0 | 0 | 877.078 | 480 | 0.012619 | 0.26455 | 0.26453 | 2.3035e-05 | 0.0063095 | 0.13228 | 0.13226 | 1.1517e-05 | 0.0012619 | 0.026455 | 0.026453 | 2.3035e-06 | 11:48 | 0.13127 | 12.3 | 0.065633 | 6.35 | 0.032817 | 3.23 | 0.0065633 | 0.65 | 0.065633 | 6.35 | 0.032817 | 3.23 | 0.016408 | 1.63 | 0.0032817 | 0.33 | 0.032817 | 3.23 | 0.016408 | 1.63 | 0.0082042 | 0.82 | 0.0016408 | 0.16 | 0.0065633 | 0.65 | 0.0032817 | 0.33 | 0.0016408 | 0.16 | 0.00032817 | 0.03
30 | 30 | 0 | 1 | 0 | 29 | 0.025238 | 0.5291 | 1.38 | 0.52905 | 4.6069e-05 | 20.9627 | 0 | 0 | 877.078 | 480 | 0.012619 | 0.26455 | 0.26453 | 2.3035e-05 | 0.0063095 | 0.13228 | 0.13226 | 1.1517e-05 | 0.0012619 | 0.026455 | 0.026453 | 2.3035e-06 | 11:49 | 0.13156 | 12.33 | 0.065779 | 6.37 | 0.032889 | 3.24 | 0.0065779 | 0.66 | 0.065779 | 6.37 | 0.032889 | 3.24 | 0.016445 | 1.63 | 0.0032889 | 0.33 | 0.032889 | 3.24 | 0.016445 | 1.63 | 0.0082223 | 0.82 | 0.0016445 | 0.16 | 0.0065779 | 0.66 | 0.0032889 | 0.33 | 0.0016445 | 0.16 | 0.00032889 | 0.03
30 | 30 | 0 | 1 | 0 | 29 | 0.025238 | 0.5291 | 1.38 | 0.52905 | 4.6069e-05 | 20.9627 | 0 | 0 | 877.078 | 480 | 0.012619 | 0.26455 | 0.26453 | 2.3035e-05 | 0.0063095 | 0.13228 | 0.13226 | 1.1517e-05 | 0.0012619 | 0.026455 | 0.026453 | 2.3035e-06 | 11:49 | 0.13185 | 12.35 | 0.065924 | 6.38 | 0.032962 | 3.24 | 0.0065924 | 0.66 | 0.065924 | 6.38 | 0.032962 | 3.24 | 0.016481 | 1.63 | 0.0032962 | 0.33 | 0.032962 | 3.24 | 0.016481 | 1.63 | 0.0082405 | 0.82 | 0.0016481 | 0.16 | 0.0065924 | 0.66 | 0.0032962 | 0.33 | 0.0016481 | 0.16 | 0.00032962 | 0.03
30 | 30 | 0 | 1 | 0 | 29 | 0.025238 | 0.5291 | 1.38 | 0.52905 | 4.6069e-05 | 20.9627 | 0 | 0 | 877.078 | 480 | 0.012619 | 0.26455 | 0.26453 | 2.3035e-05 | 0.0063095 | 0.13228 | 0.13226 | 1.1517e-05 | 0.0012619 | 0.026455 | 0.026453 | 2.3035e-06 | 11:50 | 0.13214 | 12.38 | 0.066069 | 6.39 | 0.033034 | 3.25 | 0.0066069 | 0.66 | 0.066069 | 6.39 | 0.033034 | 3.25 | 0.016517 | 1.64 | 0.0033034 | 0.33 | 0.033034 | 3.25 | 0.016517 | 1.64 | 0.0082586 | 0.82 | 0.0016517 | 0.17 | 0.0066069 | 0.66 | 0.0033034 | 0.33 | 0.0016517 | 0.17 | 0.00033034 | 0.03
30 | 30 | 0 | 1 | 0 | 29 | 0.025238 | 0.5291 | 1.38 | 0.52905 | 4.6069e-05 | 20.9627 | 0 | 0 | 877.078 | 480 | 0.012619 | 0.26455 | 0.26453 | 2.3035e-05 | 0.0063095 | 0.13228 | 0.13226 | 1.1517e-05 | 0.0012619 | 0.026455 | 0.026453 | 2.3035e-06 | 11:50 | 0.13243 | 12.4 | 0.066214 | 6.41 | 0.033107 | 3.26 | 0.0066214 | 0.66 | 0.066214 | 6.41 | 0.033107 | 3.26 | 0.016553 | 1.64 | 0.0033107 | 0.33 | 0.033107 | 3.26 | 0.016553 | 1.64 | 0.0082767 | 0.82 | 0.0016553 | 0.17 | 0.0066214 | 0.66 | 0.0033107 | 0.33 | 0.0016553 | 0.17 | 0.00033107 | 0.03
30 | 30 | 0 | 1 | 0 | 29 | 0.025238 | 0.5291 | 1.38 | 0.52905 | 4.6069e-05 | 20.9627 | 0 | 0 | 877.078 | 480 | 0.012619 | 0.26455 | 0.26453 | 2.3035e-05 | 0.0063095 | 0.13228 | 0.13226 | 1.1517e-05 | 0.0012619 | 0.026455 | 0.026453 | 2.3035e-06 | 11:51 | 0.13272 | 12.43 | 0.066359 | 6.42 | 0.03318 | 3.26 | 0.0066359 | 0.66 | 0.066359 | 6.42 | 0.03318 | 3.26 | 0.01659 | 1.65 | 0.003318 | 0.33 | 0.03318 | 3.26 | 0.01659 | 1.65 | 0.0082949 | 0.83 | 0.001659 | 0.17 | 0.0066359 | 0.66 | 0.003318 | 0.33 | 0.001659 | 0.17 | 0.0003318 | 0.03
30 | 30 | 0 | 1 | 0 | 29 | 0.025238 | 0.5291 | 1.38 | 0.52905 | 4.6069e-05 | 20.9627 | 0 | 0 | 877.078 | 480 | 0.012619 | 0.26455 | 0.26453 | 2.3035e-05 | 0.0063095 | 0.13228 | 0.13226 | 1.1517e-05 | 0.0012619 | 0.026455 | 0.026453 | 2.3035e-06 | 11:51 | 0.13301 | 12.45 | 0.066504 | 6.43 | 0.033252 | 3.27 | 0.0066504 | 0.66 | 0.066504 | 6.43 | 0.033252 | 3.27 | 0.016626 | 1.65 | 0.0033252 | 0.33 | 0.033252 | 3.27 | 0.016626 | 1.65 | 0.008313 | 0.83 | 0.0016626 | 0.17 | 0.0066504 | 0.66 | 0.0033252 | 0.33 | 0.0016626 | 0.17 | 0.00033252 | 0.03
30 | 30 | 0 | 1 | 0 | 29 | 0.025238 | 0.5291 | 1.38 | 0.52905 | 4.6069e-05 | 20.9627 | 0 | 0 | 877.078 | 480 | 0.012619 | 0.26455 | 0.26453 | 2.3035e-05 | 0.0063095 | 0.13228 | 0.13226 | 1.1517e-05 | 0.0012619 | 0.026455 | 0.026453 | 2.3035e-06 | 11:52 | 0.1333 | 12.48 | 0.066649 | 6.45 | 0.033325 | 3.28 | 0.0066649 | 0.66 | 0.066649 | 6.45 | 0.033325 | 3.28 | 0.016662 | 1.65 | 0.0033325 | 0.33 | 0.033325 | 3.28 | 0.016662 | 1.65 | 0.0083312 | 0.83 | 0.0016662 | 0.17 | 0.0066649 | 0.66 | 0.0033325 | 0.33 | 0.0016662 | 0.17 | 0.00033325 | 0.03
30 | 30 | 0 | 1 | 0 | 29 | 0.025238 | 0.5291 | 1.38 | 0.52905 | 4.6069e-05 | 20.9627 | 0 | 0 | 877.078 | 480 | 0.012619 | 0.26455 | 0.26453 | 2.3035e-05 | 0.0063095 | 0.13228 | 0.13226 | 1.1517e-05 | 0.0012619 | 0.026455 | 0.026453 | 2.3035e-06 | 11:52 | 0.13359 | 12.51 | 0.066794 | 6.46 | 0.033397 | 3.28 | 0.0066794 | 0.67 | 0.066794 | 6.46 | 0.033397 | 3.28 | 0.016699 | 1.66 | 0.0033397 | 0.33 | 0.033397 | 3.28 | 0.016699 | 1.66 | 0.0083493 | 0.83 | 0.0016699 | 0.17 | 0.0066794 | 0.67 | 0.0033397 | 0.33 | 0.0016699 | 0.17 | 0.00033397 | 0.03
30 | 30 | 0 | 1 | 0 | 29 | 0.025238 | 0.5291 | 1.38 | 0.52905 | 4.6069e-05 | 20.9627 | 0 | 0 | 877.078 | 480 | 0.012619 | 0.26455 | 0.26453 | 2.3035e-05 | 0.0063095 | 0.13228 | 0.13226 | 1.1517e-05 | 0.0012619 | 0.026455 | 0.026453 | 2.3035e-06 | 11:53 | 0.13388 | 12.53 | 0.06694 | 6.47 | 0.03347 | 3.29 | 0.006694 | 0.67 | 0.06694 | 6.47 | 0.03347 | 3.29 | 0.016735 | 1.66 | 0.003347 | 0.33 | 0.03347 | 3.29 | 0.016735 | 1.66 | 0.0083674 | 0.83 | 0.0016735 | 0.17 | 0.006694 | 0.67 | 0.003347 | 0.33 | 0.0016735 | 0.17 | 0.0003347 | 0.03
30 | 30 | 0 | 1 | 0 | 29 | 0.025238 | 0.5291 | 1.38 | 0.52905 | 4.6069e-05 | 20.9627 | 0 | 0 | 877.078 | 480 | 0.012619 | 0.26455 | 0.26453 | 2.3035e-05 | 0.0063095 | 0.13228 | 0.13226 | 1.1517e-05 | 0.0012619 | 0.026455 | 0.026453 | 2.3035e-06 | 11:53 | 0.13417 | 12.56 | 0.067085 | 6.49 | 0.033542 | 3.3 | 0.0067085 | 0.67 | 0.067085 | 6.49 | 0.033542 | 3.3 | 0.016771 | 1.66 | 0.0033542 | 0.33 | 0.033542 | 3.3 | 0.016771 | 1.66 | 0.0083856 | 0.84 | 0.0016771 | 0.17 | 0.0067085 | 0.67 | 0.0033542 | 0.33 | 0.0016771 | 0.17 | 0.00033542 | 0.03
30 | 30 | 0 | 1 | 0 | 29 | 0.025238 | 0.5291 | 1.38 | 0.52905 | 4.6069e-05 | 20.9627 | 0 | 0 | 877.078 | 480 | 0.012619 | 0.26455 | 0.26453 | 2.3035e-05 | 0.0063095 | 0.13228 | 0.13226 | 1.1517e-05 | 0.0012619 | 0.026455 | 0.026453 | 2.3035e-06 | 11:54 | 0.13446 | 12.58 | 0.06723 | 6.5 | 0.033615 | 3.31 | 0.006723 | 0.67 | 0.06723 | 6.5 | 0.033615 | 3.31 | 0.016807 | 1.67 | 0.0033615 | 0.34 | 0.033615 | 3.31 | 0.016807 | 1.67 | 0.0084037 | 0.84 | 0.0016807 | 0.17 | 0.006723 | 0.67 | 0.0033615 | 0.34 | 0.0016807 | 0.17 | 0.00033615 | 0.03
30 | 30 | 0 | 1 | 0 | 29 | 0.025238 | 0.5291 | 1.38 | 0.52905 | 4.6069e-05 | 20.9627 | 0 | 0 | 877.078 | 480 | 0.012619 | 0.26455 | 0.26453 | 2.3035e-05 | 0.0063095 | 0.13228 | 0.13226 | 1.1517e-05 | 0.0012619 | 0.026455 | 0.026453 | 2.3035e-06 | 11:54 | 0.13475 | 12.61 | 0.067375 | 6.52 | 0.033687 | 3.31 | 0.0067375 | 0.67 | 0.067375 | 6.52 | 0.033687 | 3.31 | 0.016844 | 1.67 | 0.0033687 | 0.34 | 0.033687 | 3.31 | 0.016844 | 1.67 | 0.0084219 | 0.84 | 0.0016844 | 0.17 | 0.0067375 | 0.67 | 0.0033687 | 0.34 | 0.0016844 | 0.17 | 0.00033687 | 0.03
30 | 30 | 0 | 1 | 0 | 29 | 0.025238 | 0.5291 | 1.38 | 0.52905 | 4.6069e-05 | 20.9627 | 0 | 0 | 877.078 | 480 | 0.012619 | 0.26455 | 0.26453 | 2.3035e-05 | 0.0063095 | 0.13228 | 0.13226 | 1.1517e-05 | 0.0012619 | 0.026455 | 0.026453 | 2.3035e-06 | 11:55 | 0.13504 | 12.63 | 0.06752 | 6.53 | 0.03376 | 3.32 | 0.006752 | 0.67 | 0.06752 | 6.53 | 0.03376 | 3.32 | 0.01688 | 1.67 | 0.003376 | 0.34 | 0.03376 | 3.32 | 0.01688 | 1.67 | 0.00844 | 0.84 | 0.001688 | 0.17 | 0.006752 | 0.67 | 0.003376 | 0.34 | 0.001688 | 0.17 | 0.0003376 | 0.03
30 | 30 | 0 | 1 | 0 | 29 | 0.025238 | 0.5291 | 1.38 | 0.52905 | 4.6069e-05 | 20.9627 | 0 | 0 | 877.078 | 480 | 0.012619 | 0.26455 | 0.26453 | 2.3035e-05 | 0.0063095 | 0.13228 | 0.13226 | 1.1517e-05 | 0.0012619 | 0.026455 | 0.026453 | 2.3035e-06 | 11:55 | 0.13533 | 12.66 | 0.067665 | 6.54 | 0.033833 | 3.33 | 0.0067665 | 0.67 | 0.067665 | 6.54 | 0.033833 | 3.33 | 0.016916 | 1.68 | 0.0033833 | 0.34 | 0.033833 | 3.33 | 0.016916 | 1.68 | 0.0084581 | 0.84 | 0.0016916 | 0.17 | 0.0067665 | 0.67 | 0.0033833 | 0.34 | 0.0016916 | 0.17 | 0.00033833 | 0.03
30 | 30 | 0 | 1 | 0 | 29 | 0.025238 | 0.5291 | 1.38 | 0.52905 | 4.6069e-05 | 20.9627 | 0 | 0 | 877.078 | 480 | 0.012619 | 0.26455 | 0.26453 | 2.3035e-05 | 0.0063095 | 0.13228 | 0.13226 | 1.1517e-05 | 0.0012619 | 0.026455 | 0.026453 | 2.3035e-06 | 11:56 | 0.13562 | 12.68 | 0.06781 | 6.56 | 0.033905 | 3.33 | 0.006781 | 0.68 | 0.06781 | 6.56 | 0.033905 | 3.33 | 0.016953 | 1.68 | 0.0033905 | 0.34 | 0.033905 | 3.33 | 0.016953 | 1.68 | 0.0084763 | 0.84 | 0.0016953 | 0.17 | 0.006781 | 0.68 | 0.0033905 | 0.34 | 0.0016953 | 0.17 | 0.00033905 | 0.03
30 | 30 | 0 | 1 | 0 | 29 | 0.025238 | 0.5291 | 1.38 | 0.52905 | 4.6069e-05 | 20.9627 | 0 | 0 | 877.078 | 480 | 0.012619 | 0.26455 | 0.26453 | 2.3035e-05 | 0.0063095 | 0.13228 | 0.13226 | 1.1517e-05 | 0.0012619 | 0.026455 | 0.026453 | 2.3035e-06 | 11:56 | 0.13591 | 12.71 | 0.067955 | 6.57 | 0.033978 | 3.34 | 0.0067955 | 0.68 | 0.067955 | 6.57 | 0.033978 | 3.34 | 0.016989 | 1.68 | 0.0033978 | 0.34 | 0.033978 | 3.34 | 0.016989 | 1.68 | 0.0084944 | 0.85 | 0.0016989 | 0.17 | 0.0067955 | 0.68 | 0.0033978 | 0.34 | 0.0016989 | 0.17 | 0.00033978 | 0.03
30 | 30 | 0 | 1 | 0 | 29 | 0.025238 | 0.5291 | 1.38 | 0.52905 | 4.6069e-05 | 20.9627 | 0 | 0 | 877.078 | 480 | 0.012619 | 0.26455 | 0.26453 | 2.3035e-05 | 0.0063095 | 0.13228 | 0.13226 | 1.1517e-05 | 0.0012619 | 0.026455 | 0.026453 | 2.3035e-06 | 11:57 | 0.1362 | 12.73 | 0.068101 | 6.58 | 0.03405 | 3.35 | 0.0068101 | 0.68 | 0.068101 | 6.58 | 0.03405 | 3.35 | 0.017025 | 1.69 | 0.003405 | 0.34 | 0.03405 | 3.35 | 0.017025 | 1.69 | 0.0085126 | 0.85 | 0.0017025 | 0.17 | 0.0068101 | 0.68 | 0.003405 | 0.34 | 0.0017025 | 0.17 | 0.0003405 | 0.03
30 | 30 | 0 | 1 | 0 | 29 | 0.025238 | 0.5291 | 1.38 | 0.52905 | 4.6069e-05 | 20.9627 | 0 | 0 | 877.078 | 480 | 0.012619 | 0.26455 | 0.26453 | 2.3035e-05 | 0.0063095 | 0.13228 | 0.13226 | 1.1517e-05 | 0.0012619 | 0.026455 | 0.026453 | 2.3035e-06 | 11:57 | 0.13649 | 12.76 | 0.068246 | 6.6 | 0.034123 | 3.35 | 0.0068246 | 0.68 | 0.068246 | 6.6 | 0.034123 | 3.35 | 0.017061 | 1.69 | 0.0034123 | 0.34 | 0.034123 | 3.35 | 0.017061 | 1.69 | 0.0085307 | 0.85 | 0.0017061 | 0.17 | 0.0068246 | 0.68 | 0.0034123 | 0.34 | 0.0017061 | 0.17 | 0.00034123 | 0.03
30 | 30 | 0 | 1 | 0 | 29 | 0.025238 | 0.5291 | 1.38 | 0.52905 | 4.6069e-05 | 20.9627 | 0 | 0 | 877.078 | 480 | 0.012619 | 0.26455 | 0.26453 | 2.3035e-05 | 0.0063095 | 0.13228 | 0.13226 | 1.1517e-05 | 0.0012619 | 0.026455 | 0.026453 | 2.3035e-06 | 11:58 | 0.13678 | 12.78 | 0.068391 | 6.61 | 0.034195 | 3.36 | 0.0068391 | 0.68 | 0.068391 | 6.61 | 0.034195 | 3.36 | 0.017098 | 1.7 | 0.0034195 | 0.34 | 0.034195 | 3.36 | 0.017098 | 1.7 | 0.0085488 | 0.85 | 0.0017098 | 0.17 | 0.0068391 | 0.68 | 0.0034195 | 0.34 | 0.0017098 | 0.17 | 0.00034195 | 0.03
30 | 30 | 0 | 1 | 0 | 29 | 0.025238 | 0.5291 | 1.38 | 0.52905 | 4.6069e-05 | 20.9627 | 0 | 0 | 877.078 | 480 | 0.012619 | 0.26455 | 0.26453 | 2.3035e-05 | 0.0063095 | 0.13228 | 0.13226 | 1.1517e-05 | 0.0012619 | 0.026455 | 0.026453 | 2.3035e-06 | 11:58 | 0.13707 | 12.81 | 0.068536 | 6.62 | 0.034268 | 3.37 | 0.0068536 | 0.68 | 0.068536 | 6.62 | 0.034268 | 3.37 | 0.017134 | 1.7 | 0.0034268 | 0.34 | 0.034268 | 3.37 | 0.017134 | 1.7 | 0.008567 | 0.85 | 0.0017134 | 0.17 | 0.0068536 | 0.68 | 0.0034268 | 0.34 | 0.0017134 | 0.17 | 0.00034268 | 0.03
30 | 30 | 0 | 1 | 0 | 29 | 0.025238 | 0.5291 | 1.38 | 0.52905 | 4.6069e-05 | 20.9627 | 0 | 0 | 877.078 | 480 | 0.012619 | 0.26455 | 0.26453 | 2.3035e-05 | 0.0063095 | 0.13228 | 0.13226 | 1.1517e-05 | 0.0012619 | 0.026455 | 0.026453 | 2.3035e-06 | 11:59 | 0.13736 | 12.83 | 0.068681 | 6.64 | 0.03434 | 3.38 | 0.0068681 | 0.68 | 0.068681 | 6.64 | 0.03434 | 3.38 | 0.01717 | 1.7 | 0.003434 | 0.34 | 0.03434 | 3.38 | 0.01717 | 1.7 | 0.0085851 | 0.85 | 0.001717 | 0.17 | 0.0068681 | 0.68 | 0.003434 | 0.34 | 0.001717 | 0.17 | 0.0003434 | 0.03
30 | 30 | 0 | 1 | 0 | 29 | 0.025238 | 0.5291 | 1.38 | 0.52905 | 4.6069e-05 | 20.9627 | 0 | 0 | 877.078 | 480 | 0.012619 | 0.26455 | 0.26453 | 2.3035e-05 | 0.0063095 | 0.13228 | 0.13226 | 1.1517e-05 | 0.0012619 | 0.026455 | 0.026453 | 2.3035e-06 | 11:59 | 0.13765 | 12.86 | 0.068826 | 6.65 | 0.034413 | 3.38 | 0.0068826 | 0.69 | 0.068826 | 6.65 | 0.034413 | 3.38 | 0.017207 | 1.71 | 0.0034413 | 0.34 | 0.034413 | 3.38 | 0.017207 | 1.71 | 0.0086033 | 0.86 | 0.0017207 | 0.17 | 0.0068826 | 0.69 | 0.0034413 | 0.34 | 0.0017207 | 0.17 | 0.00034413 | 0.03