## Computations
| Size of Room | Volume | 154
|  | Length (m) | 7.7
|  | Width (m) | 8 |  |  | Probabilities of Infection (%) |  | Infected |  |  |  |  | Reproduction Number |  | Infected |  |  |  |  | Assumption:
|  | Height (m) | 2.5 |  |  |  |  | No Mask / Cloth Mask | Surgical Mask | KN95 Mask | N95 Mask |  |  |  | No Mask / Cloth Mask | Surgical Mask | KN95 Mask | N95 Mask |  | Rate of activity
| No. of occupants | 40 | 38000 | 68400.342 |  | Susceptible | No Mask / Cloth Mask | 98.68 | 88.49 | 66.08 | 19.44 |  | Susceptible | No Mask / Cloth Mask | 38.4852 | 34.5111 | 25.7712 | 7.5816 |  | 0 - breathing - 0.65 m3/hr
| Time Start | 8:00 |  |  |  |  | Surgical Mask | 88.49 | 66.08 | 41.76 | 10.25 |  |  | Surgical Mask | 34.5111 | 25.7712 | 16.2864 | 3.9975 |  | 1 - speaking - 1.38 m3/hr
| Additional Ventilation | 2.2 | Open Windows | Urban |  |  | KN95 Mask | 66.08 | 41.76 | 23.68 | 5.26 |  |  | KN95 Mask | 25.7712 | 16.2864 | 9.2352 | 2.0514 |  | CO2 concentration of exhalation - 38000 ppm
| Outdoor CO2 | 480 |  |  |  |  | N95 Mask | 19.44 | 10.25 | 5.26 | 1.08 |  |  | N95 Mask | 7.5816 | 3.9975 | 2.0514 | 0.4212 |  | 7891.8171
| Rate of activity | 1 | 1.38 | 3775698.8784 | [15 empty] | 4384.3209
| Initial CO2 | 480 |  |  |  | Air Purifier | [6 empty] | Minutes to get infected |  | Infected
| Duration of stay (hr) | 1.5 |  |  |  | Specified CADR (m^3/hr) |  | 0 | Kindly check the specifications of the device | [5 empty] | No Mask / Cloth Mask | Surgical Mask | KN95 Mask | N95 Mask
| ACH | 2.2 |  |  |  | Number of Air Purifier |  | 0 |  |  |  |  | Susceptible | No Mask / Cloth Mask | 0.39739 | 0.79478 | 1.5896 | 7.9478
| Additional air purifier eACH | 0 | [11 empty] | Surgical Mask | 0.79478 | 1.5896 | 3.1791 | 15.8957
| Mask | No Mask / Cloth Mask |  |  |  | Social Distancing (m) |  | 1 | Allowable Occupancy |  | 31 |  |  | KN95 Mask | 1.5896 | 3.1791 | 6.3583 | 31.7913
[14 empty] | N95 Mask | 7.9478 | 15.8957 | 31.7913 | 158.9567
Fans
| Flow velocity (m/s) | 8.2143 | 0 |  |  | CO2 Level |  | 4864.3209 | Poorly ventilated |  |  |  | Length
| Fan Diameter (in) | 12 |  |  |  | Average Daily Attack Rate (%) |  | 98.68 | High Risk |  |  | Width | o | Exhaust Fan | o | Exhaust Fan | o
| No. of fans: | 0 | 0 |  |  | Reproduction Number |  | 38.4852 |  |  |  |  | o | o | o | o | o
[6 empty] | Notes: | [6 empty] | o | o | o | o | o
| Infected | Breathing | 0 |  |  | Low-risk -> Less chance of one susceptible person being infected. | [6 empty] | o | o | o | o | o
|  | Speaking | 0 |  |  | Medium-risk -> Certainty that one susceptible person is infected. | [6 empty] | o | Opened Door | o | Opened Door | o
|  | Coughing | 1 |  |  | High-risk - > High chance of outbreak
[6 empty] | Aim to have a Reproduction Number less than 0.9 in one coughing infector scenario | [5 empty] | Note: Always employ cross-ventilation. Air coming in from the openings at one side of the room and air being pushed out through exhaust fans at the other side of the room
Industrial Exhaust Fan - Flow Velocity - 8.2143 m/s
Wall Exhaust Fan - Flow Velocity - 4.151 m/s
The calculator assumes the worst case scenario for shared room air transmissions with high respiratory activity rate. Use the Indoor Activity Calculator for specific scenarios.
To eliminate the risk of short-range aerosols transmissions, wearing mask not only filters the pathogen-laden aerosols but also dissipates most of the forward momentum of the emission.
[29 empty] | No Mask | [7 empty] | Surgical Mask | [7 empty] | KN95 Mask | [7 empty] | N95 Mask
[16 empty] | Surgical Mask |  |  |  | KN95 Mask |  |  |  | N95 Mask |  |  |  |  | No Mask |  | Surgical Mask |  | KN95 Mask |  | N95 Mask |  | No Mask |  | Surgical Mask |  | KN95 Mask |  | N95 Mask |  | No Mask |  | Surgical Mask |  | KN95 Mask |  | N95 Mask |  | No Mask |  | Surgical Mask |  | KN95 Mask |  | N95 Mask
Duration (s) | No. of Occupants | Index Case |  |  | Susceptible Case | quanta Concentration | E/V | Breathing Flow Rate (m^3/hr) | Loss due to dilution | Loss due to breathing | ACH |  |  | Indoor CO2 Concentration | Outdoor CO2 Concentration | quanta Concentration | E/V | Loss due to dilution | Loss due to breathing | quanta Concentration | E/V | Loss due to dilution | Loss due to breathing | quanta Concentration | E/V | Loss due to dilution | Loss due to breathing | Time | Accumulated Dose | Probability of Infection | Accumulated Dose | Probability of Infection | Accumulated Dose | Probability of Infection | Accumulated Dose | Probability of Infection | Accumulated Dose | Probability of Infection | Accumulated Dose | Probability of Infection | Accumulated Dose | Probability of Infection | Accumulated Dose | Probability of Infection | Accumulated Dose | Probability of Infection | Accumulated Dose | Probability of Infection | Accumulated Dose | Probability of Infection | Accumulated Dose | Probability of Infection | Accumulated Dose | Probability of Infection | Accumulated Dose | Probability of Infection | Accumulated Dose | Probability of Infection | Accumulated Dose | Probability of Infection
|  | Breathing | Speaking | Coughing | [6 empty] | Ventilation | Filtration | Deactivation
11.25 | 40 | 0 | 0 | 1 | 39 | 0 | 6.4935 | 1.38 | 0 | 0 | 2.2 | 0 | 0 | 480 | 480 | 0 | 3.2468 | 0 | 0 | 0 | 1.6234 | 0 | 0 | 0 | 0.32468 | 0 | 0 | 8:00 | 0 | 0 | 0 | 0 | 0 | 0 | 0 | 0 | 0 | 0 | 0 | 0 | 0 | 0 | 0 | 0 | 0 | 0 | 0 | 0 | 0 | 0 | 0 | 0 | 0 | 0 | 0 | 0 | 0 | 0 | 0 | 0
11.25 | 40 | 0 | 0 | 1 | 39 | 0.020292 | 6.4935 | 1.38 | 0.044643 | 2.273e-05 | 2.2 | 0 | 0 | 522.5649 | 480 | 0.010146 | 3.2468 | 0.022321 | 1.1365e-05 | 0.0050731 | 1.6234 | 0.011161 | 5.6825e-06 | 0.0010146 | 0.32468 | 0.0022321 | 1.1365e-06 | 8:00 | 8.751e-05 | 0.01 | 4.3755e-05 | 0 | 2.1878e-05 | 0 | 4.3755e-06 | 0 | 4.3755e-05 | 0 | 2.1878e-05 | 0 | 1.0939e-05 | 0 | 2.1878e-06 | 0 | 2.1878e-05 | 0 | 1.0939e-05 | 0 | 5.4694e-06 | 0 | 1.0939e-06 | 0 | 4.3755e-06 | 0 | 2.1878e-06 | 0 | 1.0939e-06 | 0 | 2.1878e-07 | 0
11.25 | 40 | 0 | 0 | 1 | 39 | 0.040445 | 6.4935 | 1.38 | 0.088979 | 4.5303e-05 | 2.2 | 0 | 0 | 564.8372 | 480 | 0.020222 | 3.2468 | 0.044489 | 2.2652e-05 | 0.010111 | 1.6234 | 0.022245 | 1.1326e-05 | 0.0020222 | 0.32468 | 0.0044489 | 2.2652e-06 | 8:00 | 0.00026193 | 0.03 | 0.00013096 | 0.01 | 6.5482e-05 | 0.01 | 1.3096e-05 | 0 | 0.00013096 | 0.01 | 6.5482e-05 | 0.01 | 3.2741e-05 | 0 | 6.5482e-06 | 0 | 6.5482e-05 | 0.01 | 3.2741e-05 | 0 | 1.6371e-05 | 0 | 3.2741e-06 | 0 | 1.3096e-05 | 0 | 6.5482e-06 | 0 | 3.2741e-06 | 0 | 6.5482e-07 | 0
11.25 | 40 | 0 | 0 | 1 | 39 | 0.060459 | 6.4935 | 1.38 | 0.13301 | 6.7722e-05 | 2.2 | 0 | 0 | 606.8189 | 480 | 0.030229 | 3.2468 | 0.066505 | 3.3861e-05 | 0.015115 | 1.6234 | 0.033252 | 1.693e-05 | 0.0030229 | 0.32468 | 0.0066505 | 3.3861e-06 | 8:01 | 0.00052266 | 0.05 | 0.00026133 | 0.03 | 0.00013066 | 0.01 | 2.6133e-05 | 0 | 0.00026133 | 0.03 | 0.00013066 | 0.01 | 6.5332e-05 | 0.01 | 1.3066e-05 | 0 | 0.00013066 | 0.01 | 6.5332e-05 | 0.01 | 3.2666e-05 | 0 | 6.5332e-06 | 0 | 2.6133e-05 | 0 | 1.3066e-05 | 0 | 6.5332e-06 | 0 | 1.3066e-06 | 0
11.25 | 40 | 0 | 0 | 1 | 39 | 0.080335 | 6.4935 | 1.38 | 0.17674 | 8.9986e-05 | 2.2 | 0 | 0 | 648.512 | 480 | 0.040168 | 3.2468 | 0.088369 | 4.4993e-05 | 0.020084 | 1.6234 | 0.044184 | 2.2496e-05 | 0.0040168 | 0.32468 | 0.0088369 | 4.4993e-06 | 8:01 | 0.0008691 | 0.09 | 0.00043455 | 0.04 | 0.00021728 | 0.02 | 4.3455e-05 | 0 | 0.00043455 | 0.04 | 0.00021728 | 0.02 | 0.00010864 | 0.01 | 2.1728e-05 | 0 | 0.00021728 | 0.02 | 0.00010864 | 0.01 | 5.4319e-05 | 0.01 | 1.0864e-05 | 0 | 4.3455e-05 | 0 | 2.1728e-05 | 0 | 1.0864e-05 | 0 | 2.1728e-06 | 0
11.25 | 40 | 0 | 0 | 1 | 39 | 0.10007 | 6.4935 | 1.38 | 0.22016 | 0.0001121 | 2.2 | 0 | 0 | 689.9184 | 480 | 0.050037 | 3.2468 | 0.11008 | 5.6048e-05 | 0.025019 | 1.6234 | 0.055041 | 2.8024e-05 | 0.0050037 | 0.32468 | 0.011008 | 5.6048e-06 | 8:01 | 0.0013007 | 0.13 | 0.00065034 | 0.07 | 0.00032517 | 0.03 | 6.5034e-05 | 0.01 | 0.00065034 | 0.07 | 0.00032517 | 0.03 | 0.00016258 | 0.02 | 3.2517e-05 | 0 | 0.00032517 | 0.03 | 0.00016258 | 0.02 | 8.1292e-05 | 0.01 | 1.6258e-05 | 0 | 6.5034e-05 | 0.01 | 3.2517e-05 | 0 | 1.6258e-05 | 0 | 3.2517e-06 | 0
11.25 | 40 | 0 | 0 | 1 | 39 | 0.11968 | 6.4935 | 1.38 | 0.26329 | 0.00013406 | 2.2 | 0 | 0 | 731.0401 | 480 | 0.059839 | 3.2468 | 0.13165 | 6.7028e-05 | 0.02992 | 1.6234 | 0.065823 | 3.3514e-05 | 0.0059839 | 0.32468 | 0.013165 | 6.7028e-06 | 8:01 | 0.0018168 | 0.18 | 0.00090839 | 0.09 | 0.0004542 | 0.05 | 9.0839e-05 | 0.01 | 0.00090839 | 0.09 | 0.0004542 | 0.05 | 0.0002271 | 0.02 | 4.542e-05 | 0 | 0.0004542 | 0.05 | 0.0002271 | 0.02 | 0.00011355 | 0.01 | 2.271e-05 | 0 | 9.0839e-05 | 0.01 | 4.542e-05 | 0 | 2.271e-05 | 0 | 4.542e-06 | 0
11.25 | 40 | 0 | 0 | 1 | 39 | 0.13915 | 6.4935 | 1.38 | 0.30612 | 0.00015586 | 2.2 | 0 | 0 | 771.8792 | 480 | 0.069574 | 3.2468 | 0.15306 | 7.7932e-05 | 0.034787 | 1.6234 | 0.076531 | 3.8966e-05 | 0.0069574 | 0.32468 | 0.015306 | 7.7932e-06 | 8:01 | 0.0024169 | 0.24 | 0.0012084 | 0.12 | 0.00060422 | 0.06 | 0.00012084 | 0.01 | 0.0012084 | 0.12 | 0.00060422 | 0.06 | 0.00030211 | 0.03 | 6.0422e-05 | 0.01 | 0.00060422 | 0.06 | 0.00030211 | 0.03 | 0.00015105 | 0.02 | 3.0211e-05 | 0 | 0.00012084 | 0.01 | 6.0422e-05 | 0.01 | 3.0211e-05 | 0 | 6.0422e-06 | 0
11.25 | 40 | 0 | 0 | 1 | 39 | 0.15848 | 6.4935 | 1.38 | 0.34866 | 0.00017752 | 2.2 | 0 | 0 | 812.4374 | 480 | 0.079241 | 3.2468 | 0.17433 | 8.8761e-05 | 0.039621 | 1.6234 | 0.087166 | 4.438e-05 | 0.0079241 | 0.32468 | 0.017433 | 8.8761e-06 | 8:01 | 0.0031003 | 0.31 | 0.0015502 | 0.15 | 0.00077508 | 0.08 | 0.00015502 | 0.02 | 0.0015502 | 0.15 | 0.00077508 | 0.08 | 0.00038754 | 0.04 | 7.7508e-05 | 0.01 | 0.00077508 | 0.08 | 0.00038754 | 0.04 | 0.00019377 | 0.02 | 3.8754e-05 | 0 | 0.00015502 | 0.02 | 7.7508e-05 | 0.01 | 3.8754e-05 | 0 | 7.7508e-06 | 0
11.25 | 40 | 0 | 0 | 1 | 39 | 0.17768 | 6.4935 | 1.38 | 0.39091 | 0.00019903 | 2.2 | 0 | 0 | 852.7169 | 480 | 0.088842 | 3.2468 | 0.19545 | 9.9515e-05 | 0.044421 | 1.6234 | 0.097727 | 4.9758e-05 | 0.0088842 | 0.32468 | 0.019545 | 9.9515e-06 | 8:02 | 0.0038666 | 0.39 | 0.0019333 | 0.19 | 0.00096665 | 0.1 | 0.00019333 | 0.02 | 0.0019333 | 0.19 | 0.00096665 | 0.1 | 0.00048332 | 0.05 | 9.6665e-05 | 0.01 | 0.00096665 | 0.1 | 0.00048332 | 0.05 | 0.00024166 | 0.02 | 4.8332e-05 | 0 | 0.00019333 | 0.02 | 9.6665e-05 | 0.01 | 4.8332e-05 | 0 | 9.6665e-06 | 0
11.25 | 40 | 0 | 0 | 1 | 39 | 0.19675 | 6.4935 | 1.38 | 0.43286 | 0.00022039 | 2.2 | 0 | 0 | 892.7194 | 480 | 0.098377 | 3.2468 | 0.21643 | 0.0001102 | 0.049189 | 1.6234 | 0.10822 | 5.5098e-05 | 0.0098377 | 0.32468 | 0.021643 | 1.102e-05 | 8:02 | 0.0047151 | 0.47 | 0.0023575 | 0.24 | 0.0011788 | 0.12 | 0.00023575 | 0.02 | 0.0023575 | 0.24 | 0.0011788 | 0.12 | 0.00058939 | 0.06 | 0.00011788 | 0.01 | 0.0011788 | 0.12 | 0.00058939 | 0.06 | 0.00029469 | 0.03 | 5.8939e-05 | 0.01 | 0.00023575 | 0.02 | 0.00011788 | 0.01 | 5.8939e-05 | 0.01 | 1.1788e-05 | 0
11.25 | 40 | 0 | 0 | 1 | 39 | 0.21569 | 6.4935 | 1.38 | 0.47453 | 0.0002416 | 2.2 | 0 | 0 | 932.4469 | 480 | 0.10785 | 3.2468 | 0.23726 | 0.0001208 | 0.053923 | 1.6234 | 0.11863 | 6.0401e-05 | 0.010785 | 0.32468 | 0.023726 | 1.208e-05 | 8:02 | 0.0056453 | 0.56 | 0.0028226 | 0.28 | 0.0014113 | 0.14 | 0.00028226 | 0.03 | 0.0028226 | 0.28 | 0.0014113 | 0.14 | 0.00070566 | 0.07 | 0.00014113 | 0.01 | 0.0014113 | 0.14 | 0.00070566 | 0.07 | 0.00035283 | 0.04 | 7.0566e-05 | 0.01 | 0.00028226 | 0.03 | 0.00014113 | 0.01 | 7.0566e-05 | 0.01 | 1.4113e-05 | 0
11.25 | 40 | 0 | 0 | 1 | 39 | 0.2345 | 6.4935 | 1.38 | 0.5159 | 0.00026267 | 2.2 | 0 | 0 | 971.9012 | 480 | 0.11725 | 3.2468 | 0.25795 | 0.00013134 | 0.058626 | 1.6234 | 0.12898 | 6.5668e-05 | 0.011725 | 0.32468 | 0.025795 | 1.3134e-05 | 8:02 | 0.0066566 | 0.66 | 0.0033283 | 0.33 | 0.0016641 | 0.17 | 0.00033283 | 0.03 | 0.0033283 | 0.33 | 0.0016641 | 0.17 | 0.00083207 | 0.08 | 0.00016641 | 0.02 | 0.0016641 | 0.17 | 0.00083207 | 0.08 | 0.00041604 | 0.04 | 8.3207e-05 | 0.01 | 0.00033283 | 0.03 | 0.00016641 | 0.02 | 8.3207e-05 | 0.01 | 1.6641e-05 | 0
11.25 | 40 | 0 | 0 | 1 | 39 | 0.25318 | 6.4935 | 1.38 | 0.557 | 0.0002836 | 2.2 | 0 | 0 | 1011.0843 | 480 | 0.12659 | 3.2468 | 0.2785 | 0.0001418 | 0.063295 | 1.6234 | 0.13925 | 7.0899e-05 | 0.012659 | 0.32468 | 0.02785 | 1.418e-05 | 8:02 | 0.0077484 | 0.77 | 0.0038742 | 0.39 | 0.0019371 | 0.19 | 0.00038742 | 0.04 | 0.0038742 | 0.39 | 0.0019371 | 0.19 | 0.00096855 | 0.1 | 0.00019371 | 0.02 | 0.0019371 | 0.19 | 0.00096855 | 0.1 | 0.00048428 | 0.05 | 9.6855e-05 | 0.01 | 0.00038742 | 0.04 | 0.00019371 | 0.02 | 9.6855e-05 | 0.01 | 1.9371e-05 | 0
11.25 | 40 | 0 | 0 | 1 | 39 | 0.27173 | 6.4935 | 1.38 | 0.59781 | 0.00030438 | 2.2 | 0 | 0 | 1049.9981 | 480 | 0.13587 | 3.2468 | 0.29891 | 0.00015219 | 0.067933 | 1.6234 | 0.14945 | 7.6094e-05 | 0.013587 | 0.32468 | 0.029891 | 1.5219e-05 | 8:03 | 0.0089203 | 0.89 | 0.0044601 | 0.45 | 0.0022301 | 0.22 | 0.00044601 | 0.04 | 0.0044601 | 0.45 | 0.0022301 | 0.22 | 0.001115 | 0.11 | 0.00022301 | 0.02 | 0.0022301 | 0.22 | 0.001115 | 0.11 | 0.00055752 | 0.06 | 0.0001115 | 0.01 | 0.00044601 | 0.04 | 0.00022301 | 0.02 | 0.0001115 | 0.01 | 2.2301e-05 | 0
11.25 | 40 | 0 | 0 | 1 | 39 | 0.29016 | 6.4935 | 1.38 | 0.63834 | 0.00032501 | 2.2 | 0 | 0 | 1088.6443 | 480 | 0.14508 | 3.2468 | 0.31917 | 0.00016251 | 0.072539 | 1.6234 | 0.15959 | 8.1253e-05 | 0.014508 | 0.32468 | 0.031917 | 1.6251e-05 | 8:03 | 0.010172 | 1.01 | 0.0050858 | 0.51 | 0.0025429 | 0.25 | 0.00050858 | 0.05 | 0.0050858 | 0.51 | 0.0025429 | 0.25 | 0.0012714 | 0.13 | 0.00025429 | 0.03 | 0.0025429 | 0.25 | 0.0012714 | 0.13 | 0.00063572 | 0.06 | 0.00012714 | 0.01 | 0.00050858 | 0.05 | 0.00025429 | 0.03 | 0.00012714 | 0.01 | 2.5429e-05 | 0
11.25 | 40 | 0 | 0 | 1 | 39 | 0.30845 | 6.4935 | 1.38 | 0.67859 | 0.00034551 | 2.2 | 0 | 0 | 1127.0248 | 480 | 0.15423 | 3.2468 | 0.3393 | 0.00017275 | 0.077113 | 1.6234 | 0.16965 | 8.6376e-05 | 0.015423 | 0.32468 | 0.03393 | 1.7275e-05 | 8:03 | 0.011502 | 1.14 | 0.0057509 | 0.57 | 0.0028754 | 0.29 | 0.00057509 | 0.06 | 0.0057509 | 0.57 | 0.0028754 | 0.29 | 0.0014377 | 0.14 | 0.00028754 | 0.03 | 0.0028754 | 0.29 | 0.0014377 | 0.14 | 0.00071886 | 0.07 | 0.00014377 | 0.01 | 0.00057509 | 0.06 | 0.00028754 | 0.03 | 0.00014377 | 0.01 | 2.8754e-05 | 0
11.25 | 40 | 0 | 0 | 1 | 39 | 0.32662 | 6.4935 | 1.38 | 0.71857 | 0.00036586 | 2.2 | 0 | 0 | 1165.1414 | 480 | 0.16331 | 3.2468 | 0.35928 | 0.00018293 | 0.081656 | 1.6234 | 0.17964 | 9.1465e-05 | 0.016331 | 0.32468 | 0.035928 | 1.8293e-05 | 8:03 | 0.01291 | 1.28 | 0.0064551 | 0.64 | 0.0032276 | 0.32 | 0.00064551 | 0.06 | 0.0064551 | 0.64 | 0.0032276 | 0.32 | 0.0016138 | 0.16 | 0.00032276 | 0.03 | 0.0032276 | 0.32 | 0.0016138 | 0.16 | 0.00080689 | 0.08 | 0.00016138 | 0.02 | 0.00064551 | 0.06 | 0.00032276 | 0.03 | 0.00016138 | 0.02 | 3.2276e-05 | 0
11.25 | 40 | 0 | 0 | 1 | 39 | 0.34467 | 6.4935 | 1.38 | 0.75827 | 0.00038607 | 2.2 | 0 | 0 | 1202.996 | 480 | 0.17233 | 3.2468 | 0.37913 | 0.00019304 | 0.086167 | 1.6234 | 0.18957 | 9.6518e-05 | 0.017233 | 0.32468 | 0.037913 | 1.9304e-05 | 8:03 | 0.014397 | 1.43 | 0.0071983 | 0.72 | 0.0035992 | 0.36 | 0.00071983 | 0.07 | 0.0071983 | 0.72 | 0.0035992 | 0.36 | 0.0017996 | 0.18 | 0.00035992 | 0.04 | 0.0035992 | 0.36 | 0.0017996 | 0.18 | 0.00089979 | 0.09 | 0.00017996 | 0.02 | 0.00071983 | 0.07 | 0.00035992 | 0.04 | 0.00017996 | 0.02 | 3.5992e-05 | 0
11.25 | 40 | 0 | 0 | 1 | 39 | 0.36259 | 6.4935 | 1.38 | 0.7977 | 0.00040615 | 2.2 | 0 | 0 | 1240.5903 | 480 | 0.18129 | 3.2468 | 0.39885 | 0.00020307 | 0.090647 | 1.6234 | 0.19942 | 0.00010154 | 0.018129 | 0.32468 | 0.039885 | 2.0307e-05 | 8:04 | 0.01596 | 1.58 | 0.0079802 | 0.79 | 0.0039901 | 0.4 | 0.00079802 | 0.08 | 0.0079802 | 0.79 | 0.0039901 | 0.4 | 0.001995 | 0.2 | 0.00039901 | 0.04 | 0.0039901 | 0.4 | 0.001995 | 0.2 | 0.00099752 | 0.1 | 0.0001995 | 0.02 | 0.00079802 | 0.08 | 0.00039901 | 0.04 | 0.0001995 | 0.02 | 3.9901e-05 | 0
11.25 | 40 | 0 | 0 | 1 | 39 | 0.38039 | 6.4935 | 1.38 | 0.83685 | 0.00042608 | 2.2 | 0 | 0 | 1277.9262 | 480 | 0.19019 | 3.2468 | 0.41843 | 0.00021304 | 0.095097 | 1.6234 | 0.20921 | 0.00010652 | 0.019019 | 0.32468 | 0.041843 | 2.1304e-05 | 8:04 | 0.017601 | 1.74 | 0.0088004 | 0.88 | 0.0044002 | 0.44 | 0.00088004 | 0.09 | 0.0088004 | 0.88 | 0.0044002 | 0.44 | 0.0022001 | 0.22 | 0.00044002 | 0.04 | 0.0044002 | 0.44 | 0.0022001 | 0.22 | 0.0011 | 0.11 | 0.00022001 | 0.02 | 0.00088004 | 0.09 | 0.00044002 | 0.04 | 0.00022001 | 0.02 | 4.4002e-05 | 0
11.25 | 40 | 0 | 0 | 1 | 39 | 0.39806 | 6.4935 | 1.38 | 0.87574 | 0.00044588 | 2.2 | 0 | 0 | 1315.0054 | 480 | 0.19903 | 3.2468 | 0.43787 | 0.00022294 | 0.099516 | 1.6234 | 0.21893 | 0.00011147 | 0.019903 | 0.32468 | 0.043787 | 2.2294e-05 | 8:04 | 0.019317 | 1.91 | 0.0096587 | 0.96 | 0.0048294 | 0.48 | 0.00096587 | 0.1 | 0.0096587 | 0.96 | 0.0048294 | 0.48 | 0.0024147 | 0.24 | 0.00048294 | 0.05 | 0.0048294 | 0.48 | 0.0024147 | 0.24 | 0.0012073 | 0.12 | 0.00024147 | 0.02 | 0.00096587 | 0.1 | 0.00048294 | 0.05 | 0.00024147 | 0.02 | 4.8294e-05 | 0
11.25 | 40 | 0 | 0 | 1 | 39 | 0.41562 | 6.4935 | 1.38 | 0.91436 | 0.00046555 | 2.2 | 0 | 0 | 1351.8297 | 480 | 0.20781 | 3.2468 | 0.45718 | 0.00023277 | 0.1039 | 1.6234 | 0.22859 | 0.00011639 | 0.020781 | 0.32468 | 0.045718 | 2.3277e-05 | 8:04 | 0.02111 | 2.09 | 0.010555 | 1.05 | 0.0052774 | 0.53 | 0.0010555 | 0.11 | 0.010555 | 1.05 | 0.0052774 | 0.53 | 0.0026387 | 0.26 | 0.00052774 | 0.05 | 0.0052774 | 0.53 | 0.0026387 | 0.26 | 0.0013194 | 0.13 | 0.00026387 | 0.03 | 0.0010555 | 0.11 | 0.00052774 | 0.05 | 0.00026387 | 0.03 | 5.2774e-05 | 0.01
11.25 | 40 | 0 | 0 | 1 | 39 | 0.43305 | 6.4935 | 1.38 | 0.95271 | 0.00048507 | 2.2 | 0 | 0 | 1388.4008 | 480 | 0.21653 | 3.2468 | 0.47636 | 0.00024254 | 0.10826 | 1.6234 | 0.23818 | 0.00012127 | 0.021653 | 0.32468 | 0.047636 | 2.4254e-05 | 8:04 | 0.022977 | 2.27 | 0.011489 | 1.14 | 0.0057443 | 0.57 | 0.0011489 | 0.11 | 0.011489 | 1.14 | 0.0057443 | 0.57 | 0.0028722 | 0.29 | 0.00057443 | 0.06 | 0.0057443 | 0.57 | 0.0028722 | 0.29 | 0.0014361 | 0.14 | 0.00028722 | 0.03 | 0.0011489 | 0.11 | 0.00057443 | 0.06 | 0.00028722 | 0.03 | 5.7443e-05 | 0.01
11.25 | 40 | 0 | 0 | 1 | 39 | 0.45036 | 6.4935 | 1.38 | 0.9908 | 0.00050447 | 2.2 | 0 | 0 | 1424.7205 | 480 | 0.22518 | 3.2468 | 0.4954 | 0.00025223 | 0.11259 | 1.6234 | 0.2477 | 0.00012612 | 0.022518 | 0.32468 | 0.04954 | 2.5223e-05 | 8:04 | 0.024919 | 2.46 | 0.01246 | 1.24 | 0.0062299 | 0.62 | 0.001246 | 0.12 | 0.01246 | 1.24 | 0.0062299 | 0.62 | 0.0031149 | 0.31 | 0.00062299 | 0.06 | 0.0062299 | 0.62 | 0.0031149 | 0.31 | 0.0015575 | 0.16 | 0.00031149 | 0.03 | 0.001246 | 0.12 | 0.00062299 | 0.06 | 0.00031149 | 0.03 | 6.2299e-05 | 0.01
11.25 | 40 | 0 | 0 | 1 | 39 | 0.46756 | 6.4935 | 1.38 | 1.0286 | 0.00052373 | 2.2 | 0 | 0 | 1460.7904 | 480 | 0.23378 | 3.2468 | 0.51431 | 0.00026186 | 0.11689 | 1.6234 | 0.25716 | 0.00013093 | 0.023378 | 0.32468 | 0.051431 | 2.6186e-05 | 8:05 | 0.026936 | 2.66 | 0.013468 | 1.34 | 0.006734 | 0.67 | 0.0013468 | 0.13 | 0.013468 | 1.34 | 0.006734 | 0.67 | 0.003367 | 0.34 | 0.0006734 | 0.07 | 0.006734 | 0.67 | 0.003367 | 0.34 | 0.0016835 | 0.17 | 0.0003367 | 0.03 | 0.0013468 | 0.13 | 0.0006734 | 0.07 | 0.0003367 | 0.03 | 6.734e-05 | 0.01
11.25 | 40 | 0 | 0 | 1 | 39 | 0.48463 | 6.4935 | 1.38 | 1.0662 | 0.00054285 | 2.2 | 0 | 0 | 1496.6124 | 480 | 0.24232 | 3.2468 | 0.5331 | 0.00027143 | 0.12116 | 1.6234 | 0.26655 | 0.00013571 | 0.024232 | 0.32468 | 0.05331 | 2.7143e-05 | 8:05 | 0.029026 | 2.86 | 0.014513 | 1.44 | 0.0072565 | 0.72 | 0.0014513 | 0.15 | 0.014513 | 1.44 | 0.0072565 | 0.72 | 0.0036282 | 0.36 | 0.00072565 | 0.07 | 0.0072565 | 0.72 | 0.0036282 | 0.36 | 0.0018141 | 0.18 | 0.00036282 | 0.04 | 0.0014513 | 0.15 | 0.00072565 | 0.07 | 0.00036282 | 0.04 | 7.2565e-05 | 0.01
11.25 | 40 | 0 | 0 | 1 | 39 | 0.50159 | 6.4935 | 1.38 | 1.1035 | 0.00056185 | 2.2 | 0 | 0 | 1532.1882 | 480 | 0.2508 | 3.2468 | 0.55175 | 0.00028092 | 0.1254 | 1.6234 | 0.27588 | 0.00014046 | 0.02508 | 0.32468 | 0.055175 | 2.8092e-05 | 8:05 | 0.031189 | 3.07 | 0.015594 | 1.55 | 0.0077972 | 0.78 | 0.0015594 | 0.16 | 0.015594 | 1.55 | 0.0077972 | 0.78 | 0.0038986 | 0.39 | 0.00077972 | 0.08 | 0.0077972 | 0.78 | 0.0038986 | 0.39 | 0.0019493 | 0.19 | 0.00038986 | 0.04 | 0.0015594 | 0.16 | 0.00077972 | 0.08 | 0.00038986 | 0.04 | 7.7972e-05 | 0.01
11.25 | 40 | 0 | 0 | 1 | 39 | 0.51844 | 6.4935 | 1.38 | 1.1406 | 0.00058071 | 2.2 | 0 | 0 | 1567.5193 | 480 | 0.25922 | 3.2468 | 0.57028 | 0.00029036 | 0.12961 | 1.6234 | 0.28514 | 0.00014518 | 0.025922 | 0.32468 | 0.057028 | 2.9036e-05 | 8:05 | 0.033425 | 3.29 | 0.016712 | 1.66 | 0.0083562 | 0.83 | 0.0016712 | 0.17 | 0.016712 | 1.66 | 0.0083562 | 0.83 | 0.0041781 | 0.42 | 0.00083562 | 0.08 | 0.0083562 | 0.83 | 0.0041781 | 0.42 | 0.002089 | 0.21 | 0.00041781 | 0.04 | 0.0016712 | 0.17 | 0.00083562 | 0.08 | 0.00041781 | 0.04 | 8.3562e-05 | 0.01
11.25 | 40 | 0 | 0 | 1 | 39 | 0.53516 | 6.4935 | 1.38 | 1.1774 | 0.00059945 | 2.2 | 0 | 0 | 1602.6075 | 480 | 0.26758 | 3.2468 | 0.58868 | 0.00029973 | 0.13379 | 1.6234 | 0.29434 | 0.00014986 | 0.026758 | 0.32468 | 0.058868 | 2.9973e-05 | 8:05 | 0.035733 | 3.51 | 0.017866 | 1.77 | 0.0089331 | 0.89 | 0.0017866 | 0.18 | 0.017866 | 1.77 | 0.0089331 | 0.89 | 0.0044666 | 0.45 | 0.00089331 | 0.09 | 0.0089331 | 0.89 | 0.0044666 | 0.45 | 0.0022333 | 0.22 | 0.00044666 | 0.04 | 0.0017866 | 0.18 | 0.00089331 | 0.09 | 0.00044666 | 0.04 | 8.9331e-05 | 0.01
11.25 | 40 | 0 | 0 | 1 | 39 | 0.55177 | 6.4935 | 1.38 | 1.2139 | 0.00061806 | 2.2 | 0 | 0 | 1637.4546 | 480 | 0.27589 | 3.2468 | 0.60695 | 0.00030903 | 0.13794 | 1.6234 | 0.30347 | 0.00015451 | 0.027589 | 0.32468 | 0.060695 | 3.0903e-05 | 8:06 | 0.038112 | 3.74 | 0.019056 | 1.89 | 0.009528 | 0.95 | 0.0019056 | 0.19 | 0.019056 | 1.89 | 0.009528 | 0.95 | 0.004764 | 0.48 | 0.0009528 | 0.1 | 0.009528 | 0.95 | 0.004764 | 0.48 | 0.002382 | 0.24 | 0.0004764 | 0.05 | 0.0019056 | 0.19 | 0.0009528 | 0.1 | 0.0004764 | 0.05 | 9.528e-05 | 0.01
11.25 | 40 | 0 | 0 | 1 | 39 | 0.56827 | 6.4935 | 1.38 | 1.2502 | 0.00063654 | 2.2 | 0 | 0 | 1672.062 | 480 | 0.28413 | 3.2468 | 0.6251 | 0.00031827 | 0.14207 | 1.6234 | 0.31255 | 0.00015913 | 0.028413 | 0.32468 | 0.06251 | 3.1827e-05 | 8:06 | 0.040563 | 3.98 | 0.020281 | 2.01 | 0.010141 | 1.01 | 0.0020281 | 0.2 | 0.020281 | 2.01 | 0.010141 | 1.01 | 0.0050703 | 0.51 | 0.0010141 | 0.1 | 0.010141 | 1.01 | 0.0050703 | 0.51 | 0.0025352 | 0.25 | 0.00050703 | 0.05 | 0.0020281 | 0.2 | 0.0010141 | 0.1 | 0.00050703 | 0.05 | 0.00010141 | 0.01
11.25 | 40 | 0 | 0 | 1 | 39 | 0.58465 | 6.4935 | 1.38 | 1.2862 | 0.00065489 | 2.2 | 0 | 0 | 1706.4315 | 480 | 0.29233 | 3.2468 | 0.64312 | 0.00032744 | 0.14616 | 1.6234 | 0.32156 | 0.00016372 | 0.029233 | 0.32468 | 0.064312 | 3.2744e-05 | 8:06 | 0.043084 | 4.22 | 0.021542 | 2.13 | 0.010771 | 1.07 | 0.0021542 | 0.22 | 0.021542 | 2.13 | 0.010771 | 1.07 | 0.0053855 | 0.54 | 0.0010771 | 0.11 | 0.010771 | 1.07 | 0.0053855 | 0.54 | 0.0026928 | 0.27 | 0.00053855 | 0.05 | 0.0021542 | 0.22 | 0.0010771 | 0.11 | 0.00053855 | 0.05 | 0.00010771 | 0.01
11.25 | 40 | 0 | 0 | 1 | 39 | 0.60092 | 6.4935 | 1.38 | 1.322 | 0.00067311 | 2.2 | 0 | 0 | 1740.5647 | 480 | 0.30046 | 3.2468 | 0.66102 | 0.00033656 | 0.15023 | 1.6234 | 0.33051 | 0.00016828 | 0.030046 | 0.32468 | 0.066102 | 3.3656e-05 | 8:06 | 0.045676 | 4.46 | 0.022838 | 2.26 | 0.011419 | 1.14 | 0.0022838 | 0.23 | 0.022838 | 2.26 | 0.011419 | 1.14 | 0.0057094 | 0.57 | 0.0011419 | 0.11 | 0.011419 | 1.14 | 0.0057094 | 0.57 | 0.0028547 | 0.29 | 0.00057094 | 0.06 | 0.0022838 | 0.23 | 0.0011419 | 0.11 | 0.00057094 | 0.06 | 0.00011419 | 0.01
11.25 | 40 | 0 | 0 | 1 | 39 | 0.61708 | 6.4935 | 1.38 | 1.3576 | 0.00069121 | 2.2 | 0 | 0 | 1774.4633 | 480 | 0.30854 | 3.2468 | 0.67879 | 0.00034561 | 0.15427 | 1.6234 | 0.3394 | 0.0001728 | 0.030854 | 0.32468 | 0.067879 | 3.4561e-05 | 8:06 | 0.048337 | 4.72 | 0.024168 | 2.39 | 0.012084 | 1.2 | 0.0024168 | 0.24 | 0.024168 | 2.39 | 0.012084 | 1.2 | 0.0060421 | 0.6 | 0.0012084 | 0.12 | 0.012084 | 1.2 | 0.0060421 | 0.6 | 0.003021 | 0.3 | 0.00060421 | 0.06 | 0.0024168 | 0.24 | 0.0012084 | 0.12 | 0.00060421 | 0.06 | 0.00012084 | 0.01
11.25 | 40 | 0 | 0 | 1 | 39 | 0.63313 | 6.4935 | 1.38 | 1.3929 | 0.00070919 | 2.2 | 0 | 0 | 1808.1288 | 480 | 0.31656 | 3.2468 | 0.69644 | 0.00035459 | 0.15828 | 1.6234 | 0.34822 | 0.0001773 | 0.031656 | 0.32468 | 0.069644 | 3.5459e-05 | 8:07 | 0.051067 | 4.98 | 0.025534 | 2.52 | 0.012767 | 1.27 | 0.0025534 | 0.26 | 0.025534 | 2.52 | 0.012767 | 1.27 | 0.0063834 | 0.64 | 0.0012767 | 0.13 | 0.012767 | 1.27 | 0.0063834 | 0.64 | 0.0031917 | 0.32 | 0.00063834 | 0.06 | 0.0025534 | 0.26 | 0.0012767 | 0.13 | 0.00063834 | 0.06 | 0.00012767 | 0.01
11.25 | 40 | 0 | 0 | 1 | 39 | 0.64907 | 6.4935 | 1.38 | 1.4279 | 0.00072704 | 2.2 | 0 | 0 | 1841.5628 | 480 | 0.32453 | 3.2468 | 0.71397 | 0.00036352 | 0.16227 | 1.6234 | 0.35699 | 0.00018176 | 0.032453 | 0.32468 | 0.071397 | 3.6352e-05 | 8:07 | 0.053866 | 5.24 | 0.026933 | 2.66 | 0.013467 | 1.34 | 0.0026933 | 0.27 | 0.026933 | 2.66 | 0.013467 | 1.34 | 0.0067333 | 0.67 | 0.0013467 | 0.13 | 0.013467 | 1.34 | 0.0067333 | 0.67 | 0.0033666 | 0.34 | 0.00067333 | 0.07 | 0.0026933 | 0.27 | 0.0013467 | 0.13 | 0.00067333 | 0.07 | 0.00013467 | 0.01
11.25 | 40 | 0 | 0 | 1 | 39 | 0.66489 | 6.4935 | 1.38 | 1.4628 | 0.00074477 | 2.2 | 0 | 0 | 1874.767 | 480 | 0.33245 | 3.2468 | 0.73138 | 0.00037238 | 0.16622 | 1.6234 | 0.36569 | 0.00018619 | 0.033245 | 0.32468 | 0.073138 | 3.7238e-05 | 8:07 | 0.056734 | 5.52 | 0.028367 | 2.8 | 0.014183 | 1.41 | 0.0028367 | 0.28 | 0.028367 | 2.8 | 0.014183 | 1.41 | 0.0070917 | 0.71 | 0.0014183 | 0.14 | 0.014183 | 1.41 | 0.0070917 | 0.71 | 0.0035458 | 0.35 | 0.00070917 | 0.07 | 0.0028367 | 0.28 | 0.0014183 | 0.14 | 0.00070917 | 0.07 | 0.00014183 | 0.01
11.25 | 40 | 0 | 0 | 1 | 39 | 0.68061 | 6.4935 | 1.38 | 1.4973 | 0.00076238 | 2.2 | 0 | 0 | 1907.7429 | 480 | 0.34031 | 3.2468 | 0.74867 | 0.00038119 | 0.17015 | 1.6234 | 0.37434 | 0.00019059 | 0.034031 | 0.32468 | 0.074867 | 3.8119e-05 | 8:07 | 0.059669 | 5.79 | 0.029834 | 2.94 | 0.014917 | 1.48 | 0.0029834 | 0.3 | 0.029834 | 2.94 | 0.014917 | 1.48 | 0.0074586 | 0.74 | 0.0014917 | 0.15 | 0.014917 | 1.48 | 0.0074586 | 0.74 | 0.0037293 | 0.37 | 0.00074586 | 0.07 | 0.0029834 | 0.3 | 0.0014917 | 0.15 | 0.00074586 | 0.07 | 0.00014917 | 0.01
11.25 | 40 | 0 | 0 | 1 | 39 | 0.69622 | 6.4935 | 1.38 | 1.5317 | 0.00077986 | 2.2 | 0 | 0 | 1940.4921 | 480 | 0.34811 | 3.2468 | 0.76585 | 0.00038993 | 0.17406 | 1.6234 | 0.38292 | 0.00019497 | 0.034811 | 0.32468 | 0.076585 | 3.8993e-05 | 8:07 | 0.062671 | 6.07 | 0.031336 | 3.08 | 0.015668 | 1.55 | 0.0031336 | 0.31 | 0.031336 | 3.08 | 0.015668 | 1.55 | 0.0078339 | 0.78 | 0.0015668 | 0.16 | 0.015668 | 1.55 | 0.0078339 | 0.78 | 0.0039169 | 0.39 | 0.00078339 | 0.08 | 0.0031336 | 0.31 | 0.0015668 | 0.16 | 0.00078339 | 0.08 | 0.00015668 | 0.02
11.25 | 40 | 0 | 0 | 1 | 39 | 0.71173 | 6.4935 | 1.38 | 1.5658 | 0.00079723 | 2.2 | 0 | 0 | 1973.0162 | 480 | 0.35586 | 3.2468 | 0.7829 | 0.00039861 | 0.17793 | 1.6234 | 0.39145 | 0.00019931 | 0.035586 | 0.32468 | 0.07829 | 3.9861e-05 | 8:07 | 0.06574 | 6.36 | 0.03287 | 3.23 | 0.016435 | 1.63 | 0.003287 | 0.33 | 0.03287 | 3.23 | 0.016435 | 1.63 | 0.0082176 | 0.82 | 0.0016435 | 0.16 | 0.016435 | 1.63 | 0.0082176 | 0.82 | 0.0041088 | 0.41 | 0.00082176 | 0.08 | 0.003287 | 0.33 | 0.0016435 | 0.16 | 0.00082176 | 0.08 | 0.00016435 | 0.02
11.25 | 40 | 0 | 0 | 1 | 39 | 0.72712 | 6.4935 | 1.38 | 1.5997 | 0.00081447 | 2.2 | 0 | 0 | 2005.3166 | 480 | 0.36356 | 3.2468 | 0.79984 | 0.00040724 | 0.18178 | 1.6234 | 0.39992 | 0.00020362 | 0.036356 | 0.32468 | 0.079984 | 4.0724e-05 | 8:08 | 0.068876 | 6.66 | 0.034438 | 3.39 | 0.017219 | 1.71 | 0.0034438 | 0.34 | 0.034438 | 3.39 | 0.017219 | 1.71 | 0.0086095 | 0.86 | 0.0017219 | 0.17 | 0.017219 | 1.71 | 0.0086095 | 0.86 | 0.0043048 | 0.43 | 0.00086095 | 0.09 | 0.0034438 | 0.34 | 0.0017219 | 0.17 | 0.00086095 | 0.09 | 0.00017219 | 0.02
11.25 | 40 | 0 | 0 | 1 | 39 | 0.74241 | 6.4935 | 1.38 | 1.6333 | 0.0008316 | 2.2 | 0 | 0 | 2037.395 | 480 | 0.37121 | 3.2468 | 0.81666 | 0.0004158 | 0.1856 | 1.6234 | 0.40833 | 0.0002079 | 0.037121 | 0.32468 | 0.081666 | 4.158e-05 | 8:08 | 0.072078 | 6.95 | 0.036039 | 3.54 | 0.018019 | 1.79 | 0.0036039 | 0.36 | 0.036039 | 3.54 | 0.018019 | 1.79 | 0.0090097 | 0.9 | 0.0018019 | 0.18 | 0.018019 | 1.79 | 0.0090097 | 0.9 | 0.0045049 | 0.45 | 0.00090097 | 0.09 | 0.0036039 | 0.36 | 0.0018019 | 0.18 | 0.00090097 | 0.09 | 0.00018019 | 0.02
11.25 | 40 | 0 | 0 | 1 | 39 | 0.7576 | 6.4935 | 1.38 | 1.6667 | 0.00084861 | 2.2 | 0 | 0 | 2069.2529 | 480 | 0.3788 | 3.2468 | 0.83336 | 0.00042431 | 0.1894 | 1.6234 | 0.41668 | 0.00021215 | 0.03788 | 0.32468 | 0.083336 | 4.2431e-05 | 8:08 | 0.075345 | 7.26 | 0.037672 | 3.7 | 0.018836 | 1.87 | 0.0037672 | 0.38 | 0.037672 | 3.7 | 0.018836 | 1.87 | 0.0094181 | 0.94 | 0.0018836 | 0.19 | 0.018836 | 1.87 | 0.0094181 | 0.94 | 0.0047091 | 0.47 | 0.00094181 | 0.09 | 0.0037672 | 0.38 | 0.0018836 | 0.19 | 0.00094181 | 0.09 | 0.00018836 | 0.02
11.25 | 40 | 0 | 0 | 1 | 39 | 0.77268 | 6.4935 | 1.38 | 1.6999 | 0.0008655 | 2.2 | 0 | 0 | 2100.8917 | 480 | 0.38634 | 3.2468 | 0.84995 | 0.00043275 | 0.19317 | 1.6234 | 0.42497 | 0.00021638 | 0.038634 | 0.32468 | 0.084995 | 4.3275e-05 | 8:08 | 0.078677 | 7.57 | 0.039339 | 3.86 | 0.019669 | 1.95 | 0.0039339 | 0.39 | 0.039339 | 3.86 | 0.019669 | 1.95 | 0.0098346 | 0.98 | 0.0019669 | 0.2 | 0.019669 | 1.95 | 0.0098346 | 0.98 | 0.0049173 | 0.49 | 0.00098346 | 0.1 | 0.0039339 | 0.39 | 0.0019669 | 0.2 | 0.00098346 | 0.1 | 0.00019669 | 0.02
11.25 | 40 | 0 | 0 | 1 | 39 | 0.78766 | 6.4935 | 1.38 | 1.7328 | 0.00088228 | 2.2 | 0 | 0 | 2132.313 | 480 | 0.39383 | 3.2468 | 0.86642 | 0.00044114 | 0.19691 | 1.6234 | 0.43321 | 0.00022057 | 0.039383 | 0.32468 | 0.086642 | 4.4114e-05 | 8:08 | 0.082074 | 7.88 | 0.041037 | 4.02 | 0.020518 | 2.03 | 0.0041037 | 0.41 | 0.041037 | 4.02 | 0.020518 | 2.03 | 0.010259 | 1.02 | 0.0020518 | 0.2 | 0.020518 | 2.03 | 0.010259 | 1.02 | 0.0051296 | 0.51 | 0.0010259 | 0.1 | 0.0041037 | 0.41 | 0.0020518 | 0.2 | 0.0010259 | 0.1 | 0.00020518 | 0.02
11.25 | 40 | 0 | 0 | 1 | 39 | 0.80253 | 6.4935 | 1.38 | 1.7656 | 0.00089894 | 2.2 | 0 | 0 | 2163.5183 | 480 | 0.40127 | 3.2468 | 0.88279 | 0.00044947 | 0.20063 | 1.6234 | 0.44139 | 0.00022474 | 0.040127 | 0.32468 | 0.088279 | 4.4947e-05 | 8:09 | 0.085535 | 8.2 | 0.042767 | 4.19 | 0.021384 | 2.12 | 0.0042767 | 0.43 | 0.042767 | 4.19 | 0.021384 | 2.12 | 0.010692 | 1.06 | 0.0021384 | 0.21 | 0.021384 | 2.12 | 0.010692 | 1.06 | 0.0053459 | 0.53 | 0.0010692 | 0.11 | 0.0042767 | 0.43 | 0.0021384 | 0.21 | 0.0010692 | 0.11 | 0.00021384 | 0.02
11.25 | 40 | 0 | 0 | 1 | 39 | 0.8173 | 6.4935 | 1.38 | 1.7981 | 0.00091549 | 2.2 | 0 | 0 | 2194.509 | 480 | 0.40865 | 3.2468 | 0.89903 | 0.00045774 | 0.20433 | 1.6234 | 0.44952 | 0.00022887 | 0.040865 | 0.32468 | 0.089903 | 4.5774e-05 | 8:09 | 0.08906 | 8.52 | 0.04453 | 4.36 | 0.022265 | 2.2 | 0.004453 | 0.44 | 0.04453 | 4.36 | 0.022265 | 2.2 | 0.011132 | 1.11 | 0.0022265 | 0.22 | 0.022265 | 2.2 | 0.011132 | 1.11 | 0.0055662 | 0.56 | 0.0011132 | 0.11 | 0.004453 | 0.44 | 0.0022265 | 0.22 | 0.0011132 | 0.11 | 0.00022265 | 0.02
11.25 | 40 | 0 | 0 | 1 | 39 | 0.83197 | 6.4935 | 1.38 | 1.8303 | 0.00093192 | 2.2 | 0 | 0 | 2225.2867 | 480 | 0.41599 | 3.2468 | 0.91517 | 0.00046596 | 0.20799 | 1.6234 | 0.45759 | 0.00023298 | 0.041599 | 0.32468 | 0.091517 | 4.6596e-05 | 8:09 | 0.092647 | 8.85 | 0.046324 | 4.53 | 0.023162 | 2.29 | 0.0046324 | 0.46 | 0.046324 | 4.53 | 0.023162 | 2.29 | 0.011581 | 1.15 | 0.0023162 | 0.23 | 0.023162 | 2.29 | 0.011581 | 1.15 | 0.0057905 | 0.58 | 0.0011581 | 0.12 | 0.0046324 | 0.46 | 0.0023162 | 0.23 | 0.0011581 | 0.12 | 0.00023162 | 0.02
11.25 | 40 | 0 | 0 | 1 | 39 | 0.84654 | 6.4935 | 1.38 | 1.8624 | 0.00094824 | 2.2 | 0 | 0 | 2255.8528 | 480 | 0.42327 | 3.2468 | 0.9312 | 0.00047412 | 0.21164 | 1.6234 | 0.4656 | 0.00023706 | 0.042327 | 0.32468 | 0.09312 | 4.7412e-05 | 8:09 | 0.096298 | 9.18 | 0.048149 | 4.7 | 0.024075 | 2.38 | 0.0048149 | 0.48 | 0.048149 | 4.7 | 0.024075 | 2.38 | 0.012037 | 1.2 | 0.0024075 | 0.24 | 0.024075 | 2.38 | 0.012037 | 1.2 | 0.0060186 | 0.6 | 0.0012037 | 0.12 | 0.0048149 | 0.48 | 0.0024075 | 0.24 | 0.0012037 | 0.12 | 0.00024075 | 0.02
11.25 | 40 | 0 | 0 | 1 | 39 | 0.86101 | 6.4935 | 1.38 | 1.8942 | 0.00096445 | 2.2 | 0 | 0 | 2286.2087 | 480 | 0.43051 | 3.2468 | 0.94711 | 0.00048222 | 0.21525 | 1.6234 | 0.47356 | 0.00024111 | 0.043051 | 0.32468 | 0.094711 | 4.8222e-05 | 8:09 | 0.10001 | 9.52 | 0.050006 | 4.88 | 0.025003 | 2.47 | 0.0050006 | 0.5 | 0.050006 | 4.88 | 0.025003 | 2.47 | 0.012501 | 1.24 | 0.0025003 | 0.25 | 0.025003 | 2.47 | 0.012501 | 1.24 | 0.0062507 | 0.62 | 0.0012501 | 0.12 | 0.0050006 | 0.5 | 0.0025003 | 0.25 | 0.0012501 | 0.12 | 0.00025003 | 0.02
11.25 | 40 | 0 | 0 | 1 | 39 | 0.87538 | 6.4935 | 1.38 | 1.9258 | 0.00098054 | 2.2 | 0 | 0 | 2316.356 | 480 | 0.43769 | 3.2468 | 0.96292 | 0.00049027 | 0.21885 | 1.6234 | 0.48146 | 0.00024514 | 0.043769 | 0.32468 | 0.096292 | 4.9027e-05 | 8:10 | 0.10379 | 9.86 | 0.051893 | 5.06 | 0.025947 | 2.56 | 0.0051893 | 0.52 | 0.051893 | 5.06 | 0.025947 | 2.56 | 0.012973 | 1.29 | 0.0025947 | 0.26 | 0.025947 | 2.56 | 0.012973 | 1.29 | 0.0064866 | 0.65 | 0.0012973 | 0.13 | 0.0051893 | 0.52 | 0.0025947 | 0.26 | 0.0012973 | 0.13 | 0.00025947 | 0.03
11.25 | 40 | 0 | 0 | 1 | 39 | 0.88965 | 6.4935 | 1.38 | 1.9572 | 0.00099653 | 2.2 | 0 | 0 | 2346.296 | 480 | 0.44483 | 3.2468 | 0.97862 | 0.00049826 | 0.22241 | 1.6234 | 0.48931 | 0.00024913 | 0.044483 | 0.32468 | 0.097862 | 4.9826e-05 | 8:10 | 0.10762 | 10.2 | 0.053811 | 5.24 | 0.026906 | 2.65 | 0.0053811 | 0.54 | 0.053811 | 5.24 | 0.026906 | 2.65 | 0.013453 | 1.34 | 0.0026906 | 0.27 | 0.026906 | 2.65 | 0.013453 | 1.34 | 0.0067264 | 0.67 | 0.0013453 | 0.13 | 0.0053811 | 0.54 | 0.0026906 | 0.27 | 0.0013453 | 0.13 | 0.00026906 | 0.03
11.25 | 40 | 0 | 0 | 1 | 39 | 0.90383 | 6.4935 | 1.38 | 1.9884 | 0.0010124 | 2.2 | 0 | 0 | 2376.0301 | 480 | 0.45191 | 3.2468 | 0.99421 | 0.0005062 | 0.22596 | 1.6234 | 0.4971 | 0.0002531 | 0.045191 | 0.32468 | 0.099421 | 5.062e-05 | 8:10 | 0.11152 | 10.55 | 0.05576 | 5.42 | 0.02788 | 2.75 | 0.005576 | 0.56 | 0.05576 | 5.42 | 0.02788 | 2.75 | 0.01394 | 1.38 | 0.002788 | 0.28 | 0.02788 | 2.75 | 0.01394 | 1.38 | 0.00697 | 0.69 | 0.001394 | 0.14 | 0.005576 | 0.56 | 0.002788 | 0.28 | 0.001394 | 0.14 | 0.0002788 | 0.03
11.25 | 40 | 0 | 0 | 1 | 39 | 0.9179 | 6.4935 | 1.38 | 2.0194 | 0.0010282 | 2.2 | 0 | 0 | 2405.5598 | 480 | 0.45895 | 3.2468 | 1.0097 | 0.00051408 | 0.22948 | 1.6234 | 0.50485 | 0.00025704 | 0.045895 | 0.32468 | 0.10097 | 5.1408e-05 | 8:10 | 0.11548 | 10.91 | 0.05774 | 5.61 | 0.02887 | 2.85 | 0.005774 | 0.58 | 0.05774 | 5.61 | 0.02887 | 2.85 | 0.014435 | 1.43 | 0.002887 | 0.29 | 0.02887 | 2.85 | 0.014435 | 1.43 | 0.0072174 | 0.72 | 0.0014435 | 0.14 | 0.005774 | 0.58 | 0.002887 | 0.29 | 0.0014435 | 0.14 | 0.0002887 | 0.03
11.25 | 40 | 0 | 0 | 1 | 39 | 0.93188 | 6.4935 | 1.38 | 2.0501 | 0.0010438 | 2.2 | 0 | 0 | 2434.8866 | 480 | 0.46594 | 3.2468 | 1.0251 | 0.00052191 | 0.23297 | 1.6234 | 0.51253 | 0.00026096 | 0.046594 | 0.32468 | 0.10251 | 5.2191e-05 | 8:10 | 0.1195 | 11.26 | 0.059749 | 5.8 | 0.029874 | 2.94 | 0.0059749 | 0.6 | 0.059749 | 5.8 | 0.029874 | 2.94 | 0.014937 | 1.48 | 0.0029874 | 0.3 | 0.029874 | 2.94 | 0.014937 | 1.48 | 0.0074686 | 0.74 | 0.0014937 | 0.15 | 0.0059749 | 0.6 | 0.0029874 | 0.3 | 0.0014937 | 0.15 | 0.00029874 | 0.03
11.25 | 40 | 0 | 0 | 1 | 39 | 0.94576 | 6.4935 | 1.38 | 2.0807 | 0.0010594 | 2.2 | 0 | 0 | 2464.0117 | 480 | 0.47288 | 3.2468 | 1.0403 | 0.00052969 | 0.23644 | 1.6234 | 0.52017 | 0.00026484 | 0.047288 | 0.32468 | 0.10403 | 5.2969e-05 | 8:10 | 0.12358 | 11.62 | 0.061788 | 5.99 | 0.030894 | 3.04 | 0.0061788 | 0.62 | 0.061788 | 5.99 | 0.030894 | 3.04 | 0.015447 | 1.53 | 0.0030894 | 0.31 | 0.030894 | 3.04 | 0.015447 | 1.53 | 0.0077235 | 0.77 | 0.0015447 | 0.15 | 0.0061788 | 0.62 | 0.0030894 | 0.31 | 0.0015447 | 0.15 | 0.00030894 | 0.03
11.25 | 40 | 0 | 0 | 1 | 39 | 0.95955 | 6.4935 | 1.38 | 2.111 | 0.0010748 | 2.2 | 0 | 0 | 2492.9365 | 480 | 0.47977 | 3.2468 | 1.0555 | 0.00053741 | 0.23989 | 1.6234 | 0.52775 | 0.00026871 | 0.047977 | 0.32468 | 0.10555 | 5.3741e-05 | 8:11 | 0.12771 | 11.99 | 0.063857 | 6.19 | 0.031929 | 3.14 | 0.0063857 | 0.64 | 0.063857 | 6.19 | 0.031929 | 3.14 | 0.015964 | 1.58 | 0.0031929 | 0.32 | 0.031929 | 3.14 | 0.015964 | 1.58 | 0.0079822 | 0.8 | 0.0015964 | 0.16 | 0.0063857 | 0.64 | 0.0031929 | 0.32 | 0.0015964 | 0.16 | 0.00031929 | 0.03
11.25 | 40 | 0 | 0 | 1 | 39 | 0.97324 | 6.4935 | 1.38 | 2.1411 | 0.0010902 | 2.2 | 0 | 0 | 2521.6625 | 480 | 0.48662 | 3.2468 | 1.0706 | 0.00054508 | 0.24331 | 1.6234 | 0.53528 | 0.00027254 | 0.048662 | 0.32468 | 0.10706 | 5.4508e-05 | 8:11 | 0.13191 | 12.36 | 0.065956 | 6.38 | 0.032978 | 3.24 | 0.0065956 | 0.66 | 0.065956 | 6.38 | 0.032978 | 3.24 | 0.016489 | 1.64 | 0.0032978 | 0.33 | 0.032978 | 3.24 | 0.016489 | 1.64 | 0.0082445 | 0.82 | 0.0016489 | 0.16 | 0.0065956 | 0.66 | 0.0032978 | 0.33 | 0.0016489 | 0.16 | 0.00032978 | 0.03
11.25 | 40 | 0 | 0 | 1 | 39 | 0.98684 | 6.4935 | 1.38 | 2.171 | 0.0011054 | 2.2 | 0 | 0 | 2550.191 | 480 | 0.49342 | 3.2468 | 1.0855 | 0.00055269 | 0.24671 | 1.6234 | 0.54276 | 0.00027635 | 0.049342 | 0.32468 | 0.10855 | 5.5269e-05 | 8:11 | 0.13617 | 12.73 | 0.068084 | 6.58 | 0.034042 | 3.35 | 0.0068084 | 0.68 | 0.068084 | 6.58 | 0.034042 | 3.35 | 0.017021 | 1.69 | 0.0034042 | 0.34 | 0.034042 | 3.35 | 0.017021 | 1.69 | 0.0085105 | 0.85 | 0.0017021 | 0.17 | 0.0068084 | 0.68 | 0.0034042 | 0.34 | 0.0017021 | 0.17 | 0.00034042 | 0.03
11.25 | 40 | 0 | 0 | 1 | 39 | 1.0003 | 6.4935 | 1.38 | 2.2008 | 0.0011205 | 2.2 | 0 | 0 | 2578.5234 | 480 | 0.50017 | 3.2468 | 1.1004 | 0.00056026 | 0.25009 | 1.6234 | 0.55019 | 0.00028013 | 0.050017 | 0.32468 | 0.11004 | 5.6026e-05 | 8:11 | 0.14048 | 13.11 | 0.070241 | 6.78 | 0.03512 | 3.45 | 0.0070241 | 0.7 | 0.070241 | 6.78 | 0.03512 | 3.45 | 0.01756 | 1.74 | 0.003512 | 0.35 | 0.03512 | 3.45 | 0.01756 | 1.74 | 0.0087801 | 0.87 | 0.001756 | 0.18 | 0.0070241 | 0.7 | 0.003512 | 0.35 | 0.001756 | 0.18 | 0.0003512 | 0.04
11.25 | 40 | 0 | 0 | 1 | 39 | 1.0138 | 6.4935 | 1.38 | 2.2303 | 0.0011355 | 2.2 | 0 | 0 | 2606.661 | 480 | 0.50688 | 3.2468 | 1.1151 | 0.00056777 | 0.25344 | 1.6234 | 0.55757 | 0.00028388 | 0.050688 | 0.32468 | 0.11151 | 5.6777e-05 | 8:11 | 0.14485 | 13.49 | 0.072427 | 6.99 | 0.036213 | 3.56 | 0.0072427 | 0.72 | 0.072427 | 6.99 | 0.036213 | 3.56 | 0.018107 | 1.79 | 0.0036213 | 0.36 | 0.036213 | 3.56 | 0.018107 | 1.79 | 0.0090533 | 0.9 | 0.0018107 | 0.18 | 0.0072427 | 0.72 | 0.0036213 | 0.36 | 0.0018107 | 0.18 | 0.00036213 | 0.04
11.25 | 40 | 0 | 0 | 1 | 39 | 1.0271 | 6.4935 | 1.38 | 2.2596 | 0.0011505 | 2.2 | 0 | 0 | 2634.6051 | 480 | 0.51354 | 3.2468 | 1.1298 | 0.00057523 | 0.25677 | 1.6234 | 0.56489 | 0.00028761 | 0.051354 | 0.32468 | 0.11298 | 5.7523e-05 | 8:12 | 0.14928 | 13.87 | 0.074641 | 7.19 | 0.037321 | 3.66 | 0.0074641 | 0.74 | 0.074641 | 7.19 | 0.037321 | 3.66 | 0.01866 | 1.85 | 0.0037321 | 0.37 | 0.037321 | 3.66 | 0.01866 | 1.85 | 0.0093302 | 0.93 | 0.001866 | 0.19 | 0.0074641 | 0.74 | 0.0037321 | 0.37 | 0.001866 | 0.19 | 0.00037321 | 0.04
11.25 | 40 | 0 | 0 | 1 | 39 | 1.0403 | 6.4935 | 1.38 | 2.2887 | 0.0011653 | 2.2 | 0 | 0 | 2662.3571 | 480 | 0.52015 | 3.2468 | 1.1443 | 0.00058264 | 0.26008 | 1.6234 | 0.57217 | 0.00029132 | 0.052015 | 0.32468 | 0.11443 | 5.8264e-05 | 8:12 | 0.15377 | 14.25 | 0.076884 | 7.4 | 0.038442 | 3.77 | 0.0076884 | 0.77 | 0.076884 | 7.4 | 0.038442 | 3.77 | 0.019221 | 1.9 | 0.0038442 | 0.38 | 0.038442 | 3.77 | 0.019221 | 1.9 | 0.0096105 | 0.96 | 0.0019221 | 0.19 | 0.0076884 | 0.77 | 0.0038442 | 0.38 | 0.0019221 | 0.19 | 0.00038442 | 0.04
11.25 | 40 | 0 | 0 | 1 | 39 | 1.0534 | 6.4935 | 1.38 | 2.3176 | 0.00118 | 2.2 | 0 | 0 | 2689.9184 | 480 | 0.52672 | 3.2468 | 1.1588 | 0.00058999 | 0.26336 | 1.6234 | 0.57939 | 0.000295 | 0.052672 | 0.32468 | 0.11588 | 5.8999e-05 | 8:12 | 0.15831 | 14.64 | 0.079156 | 7.61 | 0.039578 | 3.88 | 0.0079156 | 0.79 | 0.079156 | 7.61 | 0.039578 | 3.88 | 0.019789 | 1.96 | 0.0039578 | 0.39 | 0.039578 | 3.88 | 0.019789 | 1.96 | 0.0098945 | 0.98 | 0.0019789 | 0.2 | 0.0079156 | 0.79 | 0.0039578 | 0.39 | 0.0019789 | 0.2 | 0.00039578 | 0.04
11.25 | 40 | 0 | 0 | 1 | 39 | 1.0665 | 6.4935 | 1.38 | 2.3463 | 0.0011946 | 2.2 | 0 | 0 | 2717.2901 | 480 | 0.53324 | 3.2468 | 1.1731 | 0.0005973 | 0.26662 | 1.6234 | 0.58657 | 0.00029865 | 0.053324 | 0.32468 | 0.11731 | 5.973e-05 | 8:12 | 0.16291 | 15.03 | 0.081455 | 7.82 | 0.040728 | 3.99 | 0.0081455 | 0.81 | 0.081455 | 7.82 | 0.040728 | 3.99 | 0.020364 | 2.02 | 0.0040728 | 0.41 | 0.040728 | 3.99 | 0.020364 | 2.02 | 0.010182 | 1.01 | 0.0020364 | 0.2 | 0.0081455 | 0.81 | 0.0040728 | 0.41 | 0.0020364 | 0.2 | 0.00040728 | 0.04
11.25 | 40 | 0 | 0 | 1 | 39 | 1.0794 | 6.4935 | 1.38 | 2.3748 | 0.0012091 | 2.2 | 0 | 0 | 2744.4737 | 480 | 0.53972 | 3.2468 | 1.1874 | 0.00060456 | 0.26986 | 1.6234 | 0.59369 | 0.00030228 | 0.053972 | 0.32468 | 0.11874 | 6.0456e-05 | 8:12 | 0.16757 | 15.43 | 0.083783 | 8.04 | 0.041892 | 4.1 | 0.0083783 | 0.83 | 0.083783 | 8.04 | 0.041892 | 4.1 | 0.020946 | 2.07 | 0.0041892 | 0.42 | 0.041892 | 4.1 | 0.020946 | 2.07 | 0.010473 | 1.04 | 0.0020946 | 0.21 | 0.0083783 | 0.83 | 0.0041892 | 0.42 | 0.0020946 | 0.21 | 0.00041892 | 0.04
11.25 | 40 | 0 | 0 | 1 | 39 | 1.0923 | 6.4935 | 1.38 | 2.4031 | 0.0012235 | 2.2 | 0 | 0 | 2771.4704 | 480 | 0.54615 | 3.2468 | 1.2015 | 0.00061176 | 0.27308 | 1.6234 | 0.60077 | 0.00030588 | 0.054615 | 0.32468 | 0.12015 | 6.1176e-05 | 8:13 | 0.17228 | 15.83 | 0.086138 | 8.25 | 0.043069 | 4.22 | 0.0086138 | 0.86 | 0.086138 | 8.25 | 0.043069 | 4.22 | 0.021535 | 2.13 | 0.0043069 | 0.43 | 0.043069 | 4.22 | 0.021535 | 2.13 | 0.010767 | 1.07 | 0.0021535 | 0.22 | 0.0086138 | 0.86 | 0.0043069 | 0.43 | 0.0021535 | 0.22 | 0.00043069 | 0.04
11.25 | 40 | 0 | 0 | 1 | 39 | 1.1051 | 6.4935 | 1.38 | 2.4312 | 0.0012378 | 2.2 | 0 | 0 | 2798.2814 | 480 | 0.55254 | 3.2468 | 1.2156 | 0.00061892 | 0.27627 | 1.6234 | 0.6078 | 0.00030946 | 0.055254 | 0.32468 | 0.12156 | 6.1892e-05 | 8:13 | 0.17704 | 16.23 | 0.088521 | 8.47 | 0.044261 | 4.33 | 0.0088521 | 0.88 | 0.088521 | 8.47 | 0.044261 | 4.33 | 0.02213 | 2.19 | 0.0044261 | 0.44 | 0.044261 | 4.33 | 0.02213 | 2.19 | 0.011065 | 1.1 | 0.002213 | 0.22 | 0.0088521 | 0.88 | 0.0044261 | 0.44 | 0.002213 | 0.22 | 0.00044261 | 0.04
11.25 | 40 | 0 | 0 | 1 | 39 | 1.1178 | 6.4935 | 1.38 | 2.4591 | 0.0012521 | 2.2 | 0 | 0 | 2824.9082 | 480 | 0.55889 | 3.2468 | 1.2296 | 0.00062603 | 0.27944 | 1.6234 | 0.61478 | 0.00031301 | 0.055889 | 0.32468 | 0.12296 | 6.2603e-05 | 8:13 | 0.18186 | 16.63 | 0.090931 | 8.69 | 0.045466 | 4.44 | 0.0090931 | 0.91 | 0.090931 | 8.69 | 0.045466 | 4.44 | 0.022733 | 2.25 | 0.0045466 | 0.45 | 0.045466 | 4.44 | 0.022733 | 2.25 | 0.011366 | 1.13 | 0.0022733 | 0.23 | 0.0090931 | 0.91 | 0.0045466 | 0.45 | 0.0022733 | 0.23 | 0.00045466 | 0.05
11.25 | 40 | 0 | 0 | 1 | 39 | 1.1304 | 6.4935 | 1.38 | 2.4868 | 0.0012662 | 2.2 | 0 | 0 | 2851.3519 | 480 | 0.56519 | 3.2468 | 1.2434 | 0.00063309 | 0.2826 | 1.6234 | 0.62171 | 0.00031654 | 0.056519 | 0.32468 | 0.12434 | 6.3309e-05 | 8:13 | 0.18674 | 17.03 | 0.093369 | 8.91 | 0.046684 | 4.56 | 0.0093369 | 0.93 | 0.093369 | 8.91 | 0.046684 | 4.56 | 0.023342 | 2.31 | 0.0046684 | 0.47 | 0.046684 | 4.56 | 0.023342 | 2.31 | 0.011671 | 1.16 | 0.0023342 | 0.23 | 0.0093369 | 0.93 | 0.0046684 | 0.47 | 0.0023342 | 0.23 | 0.00046684 | 0.05
11.25 | 40 | 0 | 0 | 1 | 39 | 1.1429 | 6.4935 | 1.38 | 2.5144 | 0.0012802 | 2.2 | 0 | 0 | 2877.6138 | 480 | 0.57145 | 3.2468 | 1.2572 | 0.0006401 | 0.28572 | 1.6234 | 0.62859 | 0.00032005 | 0.057145 | 0.32468 | 0.12572 | 6.401e-05 | 8:13 | 0.19167 | 17.44 | 0.095833 | 9.14 | 0.047917 | 4.68 | 0.0095833 | 0.95 | 0.095833 | 9.14 | 0.047917 | 4.68 | 0.023958 | 2.37 | 0.0047917 | 0.48 | 0.047917 | 4.68 | 0.023958 | 2.37 | 0.011979 | 1.19 | 0.0023958 | 0.24 | 0.0095833 | 0.95 | 0.0047917 | 0.48 | 0.0023958 | 0.24 | 0.00047917 | 0.05
11.25 | 40 | 0 | 0 | 1 | 39 | 1.1553 | 6.4935 | 1.38 | 2.5417 | 0.0012941 | 2.2 | 0 | 0 | 2903.6951 | 480 | 0.57766 | 3.2468 | 1.2709 | 0.00064706 | 0.28883 | 1.6234 | 0.63543 | 0.00032353 | 0.057766 | 0.32468 | 0.12709 | 6.4706e-05 | 8:13 | 0.19665 | 17.85 | 0.098324 | 9.36 | 0.049162 | 4.8 | 0.0098324 | 0.98 | 0.098324 | 9.36 | 0.049162 | 4.8 | 0.024581 | 2.43 | 0.0049162 | 0.49 | 0.049162 | 4.8 | 0.024581 | 2.43 | 0.012291 | 1.22 | 0.0024581 | 0.25 | 0.0098324 | 0.98 | 0.0049162 | 0.49 | 0.0024581 | 0.25 | 0.00049162 | 0.05
11.25 | 40 | 0 | 0 | 1 | 39 | 1.1677 | 6.4935 | 1.38 | 2.5689 | 0.0013079 | 2.2 | 0 | 0 | 2929.5971 | 480 | 0.58384 | 3.2468 | 1.2844 | 0.00065397 | 0.29192 | 1.6234 | 0.64222 | 0.00032699 | 0.058384 | 0.32468 | 0.12844 | 6.5397e-05 | 8:14 | 0.20168 | 18.26 | 0.10084 | 9.59 | 0.050421 | 4.92 | 0.010084 | 1 | 0.10084 | 9.59 | 0.050421 | 4.92 | 0.025211 | 2.49 | 0.0050421 | 0.5 | 0.050421 | 4.92 | 0.025211 | 2.49 | 0.012605 | 1.25 | 0.0025211 | 0.25 | 0.010084 | 1 | 0.0050421 | 0.5 | 0.0025211 | 0.25 | 0.00050421 | 0.05
11.25 | 40 | 0 | 0 | 1 | 39 | 1.1799 | 6.4935 | 1.38 | 2.5959 | 0.0013217 | 2.2 | 0 | 0 | 2955.3211 | 480 | 0.58997 | 3.2468 | 1.2979 | 0.00066084 | 0.29498 | 1.6234 | 0.64896 | 0.00033042 | 0.058997 | 0.32468 | 0.12979 | 6.6084e-05 | 8:14 | 0.20677 | 18.68 | 0.10339 | 9.82 | 0.051693 | 5.04 | 0.010339 | 1.03 | 0.10339 | 9.82 | 0.051693 | 5.04 | 0.025847 | 2.55 | 0.0051693 | 0.52 | 0.051693 | 5.04 | 0.025847 | 2.55 | 0.012923 | 1.28 | 0.0025847 | 0.26 | 0.010339 | 1.03 | 0.0051693 | 0.52 | 0.0025847 | 0.26 | 0.00051693 | 0.05
11.25 | 40 | 0 | 0 | 1 | 39 | 1.1921 | 6.4935 | 1.38 | 2.6226 | 0.0013353 | 2.2 | 0 | 0 | 2980.8682 | 480 | 0.59606 | 3.2468 | 1.3113 | 0.00066766 | 0.29803 | 1.6234 | 0.65566 | 0.00033383 | 0.059606 | 0.32468 | 0.13113 | 6.6766e-05 | 8:14 | 0.21191 | 19.1 | 0.10596 | 10.05 | 0.052978 | 5.16 | 0.010596 | 1.05 | 0.10596 | 10.05 | 0.052978 | 5.16 | 0.026489 | 2.61 | 0.0052978 | 0.53 | 0.052978 | 5.16 | 0.026489 | 2.61 | 0.013245 | 1.32 | 0.0026489 | 0.26 | 0.010596 | 1.05 | 0.0052978 | 0.53 | 0.0026489 | 0.26 | 0.00052978 | 0.05
11.25 | 40 | 0 | 0 | 1 | 39 | 1.2042 | 6.4935 | 1.38 | 2.6492 | 0.0013489 | 2.2 | 0 | 0 | 3006.2397 | 480 | 0.6021 | 3.2468 | 1.3246 | 0.00067443 | 0.30105 | 1.6234 | 0.66231 | 0.00033722 | 0.06021 | 0.32468 | 0.13246 | 6.7443e-05 | 8:14 | 0.21711 | 19.52 | 0.10855 | 10.29 | 0.054277 | 5.28 | 0.010855 | 1.08 | 0.10855 | 10.29 | 0.054277 | 5.28 | 0.027138 | 2.68 | 0.0054277 | 0.54 | 0.054277 | 5.28 | 0.027138 | 2.68 | 0.013569 | 1.35 | 0.0027138 | 0.27 | 0.010855 | 1.08 | 0.0054277 | 0.54 | 0.0027138 | 0.27 | 0.00054277 | 0.05
11.25 | 40 | 0 | 0 | 1 | 39 | 1.2162 | 6.4935 | 1.38 | 2.6757 | 0.0013623 | 2.2 | 0 | 0 | 3031.4367 | 480 | 0.60811 | 3.2468 | 1.3378 | 0.00068116 | 0.30405 | 1.6234 | 0.66892 | 0.00034058 | 0.060811 | 0.32468 | 0.13378 | 6.8116e-05 | 8:14 | 0.22235 | 19.94 | 0.11118 | 10.52 | 0.055588 | 5.41 | 0.011118 | 1.11 | 0.11118 | 10.52 | 0.055588 | 5.41 | 0.027794 | 2.74 | 0.0055588 | 0.55 | 0.055588 | 5.41 | 0.027794 | 2.74 | 0.013897 | 1.38 | 0.0027794 | 0.28 | 0.011118 | 1.11 | 0.0055588 | 0.55 | 0.0027794 | 0.28 | 0.00055588 | 0.06
11.25 | 40 | 0 | 0 | 1 | 39 | 1.2281 | 6.4935 | 1.38 | 2.7019 | 0.0013757 | 2.2 | 0 | 0 | 3056.4605 | 480 | 0.61407 | 3.2468 | 1.351 | 0.00068784 | 0.30703 | 1.6234 | 0.67548 | 0.00034392 | 0.061407 | 0.32468 | 0.1351 | 6.8784e-05 | 8:15 | 0.22765 | 20.36 | 0.11382 | 10.76 | 0.056912 | 5.53 | 0.011382 | 1.13 | 0.11382 | 10.76 | 0.056912 | 5.53 | 0.028456 | 2.81 | 0.0056912 | 0.57 | 0.056912 | 5.53 | 0.028456 | 2.81 | 0.014228 | 1.41 | 0.0028456 | 0.28 | 0.011382 | 1.13 | 0.0056912 | 0.57 | 0.0028456 | 0.28 | 0.00056912 | 0.06
11.25 | 40 | 0 | 0 | 1 | 39 | 1.24 | 6.4935 | 1.38 | 2.728 | 0.0013889 | 2.2 | 0 | 0 | 3081.3123 | 480 | 0.61999 | 3.2468 | 1.364 | 0.00069447 | 0.31 | 1.6234 | 0.68199 | 0.00034724 | 0.061999 | 0.32468 | 0.1364 | 6.9447e-05 | 8:15 | 0.233 | 20.78 | 0.1165 | 11 | 0.058249 | 5.66 | 0.01165 | 1.16 | 0.1165 | 11 | 0.058249 | 5.66 | 0.029124 | 2.87 | 0.0058249 | 0.58 | 0.058249 | 5.66 | 0.029124 | 2.87 | 0.014562 | 1.45 | 0.0029124 | 0.29 | 0.01165 | 1.16 | 0.0058249 | 0.58 | 0.0029124 | 0.29 | 0.00058249 | 0.06
11.25 | 40 | 0 | 0 | 1 | 39 | 1.2517 | 6.4935 | 1.38 | 2.7538 | 0.0014021 | 2.2 | 0 | 0 | 3105.9932 | 480 | 0.62587 | 3.2468 | 1.3769 | 0.00070106 | 0.31294 | 1.6234 | 0.68846 | 0.00035053 | 0.062587 | 0.32468 | 0.13769 | 7.0106e-05 | 8:15 | 0.23839 | 21.21 | 0.1192 | 11.24 | 0.059598 | 5.79 | 0.01192 | 1.18 | 0.1192 | 11.24 | 0.059598 | 5.79 | 0.029799 | 2.94 | 0.0059598 | 0.59 | 0.059598 | 5.79 | 0.029799 | 2.94 | 0.0149 | 1.48 | 0.0029799 | 0.3 | 0.01192 | 1.18 | 0.0059598 | 0.59 | 0.0029799 | 0.3 | 0.00059598 | 0.06
11.25 | 40 | 0 | 0 | 1 | 39 | 1.2634 | 6.4935 | 1.38 | 2.7795 | 0.0014152 | 2.2 | 0 | 0 | 3130.5044 | 480 | 0.63171 | 3.2468 | 1.3898 | 0.0007076 | 0.31586 | 1.6234 | 0.69489 | 0.0003538 | 0.063171 | 0.32468 | 0.13898 | 7.076e-05 | 8:15 | 0.24384 | 21.64 | 0.12192 | 11.48 | 0.060961 | 5.91 | 0.012192 | 1.21 | 0.12192 | 11.48 | 0.060961 | 5.91 | 0.03048 | 3 | 0.0060961 | 0.61 | 0.060961 | 5.91 | 0.03048 | 3 | 0.01524 | 1.51 | 0.003048 | 0.3 | 0.012192 | 1.21 | 0.0060961 | 0.61 | 0.003048 | 0.3 | 0.00060961 | 0.06
11.25 | 40 | 0 | 0 | 1 | 39 | 1.275 | 6.4935 | 1.38 | 2.8051 | 0.0014282 | 2.2 | 0 | 0 | 3154.8471 | 480 | 0.63751 | 3.2468 | 1.4025 | 0.0007141 | 0.31876 | 1.6234 | 0.70127 | 0.00035705 | 0.063751 | 0.32468 | 0.14025 | 7.141e-05 | 8:15 | 0.24934 | 22.07 | 0.12467 | 11.72 | 0.062335 | 6.04 | 0.012467 | 1.24 | 0.12467 | 11.72 | 0.062335 | 6.04 | 0.031168 | 3.07 | 0.0062335 | 0.62 | 0.062335 | 6.04 | 0.031168 | 3.07 | 0.015584 | 1.55 | 0.0031168 | 0.31 | 0.012467 | 1.24 | 0.0062335 | 0.62 | 0.0031168 | 0.31 | 0.00062335 | 0.06
11.25 | 40 | 0 | 0 | 1 | 39 | 1.2866 | 6.4935 | 1.38 | 2.8304 | 0.0014411 | 2.2 | 0 | 0 | 3179.0225 | 480 | 0.64328 | 3.2468 | 1.4152 | 0.00072055 | 0.32164 | 1.6234 | 0.7076 | 0.00036028 | 0.064328 | 0.32468 | 0.14152 | 7.2055e-05 | 8:16 | 0.25489 | 22.5 | 0.12744 | 11.97 | 0.063722 | 6.17 | 0.012744 | 1.27 | 0.12744 | 11.97 | 0.063722 | 6.17 | 0.031861 | 3.14 | 0.0063722 | 0.64 | 0.063722 | 6.17 | 0.031861 | 3.14 | 0.015931 | 1.58 | 0.0031861 | 0.32 | 0.012744 | 1.27 | 0.0063722 | 0.64 | 0.0031861 | 0.32 | 0.00063722 | 0.06
11.25 | 40 | 0 | 0 | 1 | 39 | 1.298 | 6.4935 | 1.38 | 2.8556 | 0.0014539 | 2.2 | 0 | 0 | 3203.0316 | 480 | 0.649 | 3.2468 | 1.4278 | 0.00072696 | 0.3245 | 1.6234 | 0.7139 | 0.00036348 | 0.0649 | 0.32468 | 0.14278 | 7.2696e-05 | 8:16 | 0.26049 | 22.93 | 0.13024 | 12.21 | 0.065122 | 6.3 | 0.013024 | 1.29 | 0.13024 | 12.21 | 0.065122 | 6.3 | 0.032561 | 3.2 | 0.0065122 | 0.65 | 0.065122 | 6.3 | 0.032561 | 3.2 | 0.01628 | 1.61 | 0.0032561 | 0.33 | 0.013024 | 1.29 | 0.0065122 | 0.65 | 0.0032561 | 0.33 | 0.00065122 | 0.07
11.25 | 40 | 0 | 0 | 1 | 39 | 1.3094 | 6.4935 | 1.38 | 2.8806 | 0.0014667 | 2.2 | 0 | 0 | 3226.8757 | 480 | 0.65468 | 3.2468 | 1.4403 | 0.00073333 | 0.32734 | 1.6234 | 0.72015 | 0.00036666 | 0.065468 | 0.32468 | 0.14403 | 7.3333e-05 | 8:16 | 0.26613 | 23.37 | 0.13307 | 12.46 | 0.066533 | 6.44 | 0.013307 | 1.32 | 0.13307 | 12.46 | 0.066533 | 6.44 | 0.033267 | 3.27 | 0.0066533 | 0.66 | 0.066533 | 6.44 | 0.033267 | 3.27 | 0.016633 | 1.65 | 0.0033267 | 0.33 | 0.013307 | 1.32 | 0.0066533 | 0.66 | 0.0033267 | 0.33 | 0.00066533 | 0.07
11.25 | 40 | 0 | 0 | 1 | 39 | 1.3206 | 6.4935 | 1.38 | 2.9054 | 0.0014793 | 2.2 | 0 | 0 | 3250.5559 | 480 | 0.66032 | 3.2468 | 1.4527 | 0.00073965 | 0.33016 | 1.6234 | 0.72635 | 0.00036982 | 0.066032 | 0.32468 | 0.14527 | 7.3965e-05 | 8:16 | 0.27183 | 23.8 | 0.13591 | 12.71 | 0.067957 | 6.57 | 0.013591 | 1.35 | 0.13591 | 12.71 | 0.067957 | 6.57 | 0.033979 | 3.34 | 0.0067957 | 0.68 | 0.067957 | 6.57 | 0.033979 | 3.34 | 0.016989 | 1.68 | 0.0033979 | 0.34 | 0.013591 | 1.35 | 0.0067957 | 0.68 | 0.0033979 | 0.34 | 0.00067957 | 0.07
11.25 | 40 | 0 | 0 | 1 | 39 | 1.3319 | 6.4935 | 1.38 | 2.9301 | 0.0014918 | 2.2 | 0 | 0 | 3274.0733 | 480 | 0.66593 | 3.2468 | 1.465 | 0.00074592 | 0.33296 | 1.6234 | 0.73252 | 0.00037296 | 0.066593 | 0.32468 | 0.1465 | 7.4592e-05 | 8:16 | 0.27757 | 24.24 | 0.13879 | 12.96 | 0.069393 | 6.7 | 0.013879 | 1.38 | 0.13879 | 12.96 | 0.069393 | 6.7 | 0.034696 | 3.41 | 0.0069393 | 0.69 | 0.069393 | 6.7 | 0.034696 | 3.41 | 0.017348 | 1.72 | 0.0034696 | 0.35 | 0.013879 | 1.38 | 0.0069393 | 0.69 | 0.0034696 | 0.35 | 0.00069393 | 0.07
11.25 | 40 | 0 | 0 | 1 | 39 | 1.343 | 6.4935 | 1.38 | 2.9546 | 0.0015043 | 2.2 | 0 | 0 | 3297.429 | 480 | 0.67149 | 3.2468 | 1.4773 | 0.00075216 | 0.33575 | 1.6234 | 0.73864 | 0.00037608 | 0.067149 | 0.32468 | 0.14773 | 7.5216e-05 | 8:16 | 0.28336 | 24.68 | 0.14168 | 13.21 | 0.070841 | 6.84 | 0.014168 | 1.41 | 0.14168 | 13.21 | 0.070841 | 6.84 | 0.03542 | 3.48 | 0.0070841 | 0.71 | 0.070841 | 6.84 | 0.03542 | 3.48 | 0.01771 | 1.76 | 0.003542 | 0.35 | 0.014168 | 1.41 | 0.0070841 | 0.71 | 0.003542 | 0.35 | 0.00070841 | 0.07
11.25 | 40 | 0 | 0 | 1 | 39 | 1.354 | 6.4935 | 1.38 | 2.9789 | 0.0015167 | 2.2 | 0 | 0 | 3320.6241 | 480 | 0.67702 | 3.2468 | 1.4894 | 0.00075835 | 0.33851 | 1.6234 | 0.74472 | 0.00037917 | 0.067702 | 0.32468 | 0.14894 | 7.5835e-05 | 8:17 | 0.2892 | 25.11 | 0.1446 | 13.46 | 0.072301 | 6.97 | 0.01446 | 1.44 | 0.1446 | 13.46 | 0.072301 | 6.97 | 0.03615 | 3.55 | 0.0072301 | 0.72 | 0.072301 | 6.97 | 0.03615 | 3.55 | 0.018075 | 1.79 | 0.003615 | 0.36 | 0.01446 | 1.44 | 0.0072301 | 0.72 | 0.003615 | 0.36 | 0.00072301 | 0.07
11.25 | 40 | 0 | 0 | 1 | 39 | 1.365 | 6.4935 | 1.38 | 3.003 | 0.001529 | 2.2 | 0 | 0 | 3343.6597 | 480 | 0.68251 | 3.2468 | 1.5015 | 0.0007645 | 0.34125 | 1.6234 | 0.75076 | 0.00038225 | 0.068251 | 0.32468 | 0.15015 | 7.645e-05 | 8:17 | 0.29509 | 25.55 | 0.14754 | 13.72 | 0.073772 | 7.11 | 0.014754 | 1.46 | 0.14754 | 13.72 | 0.073772 | 7.11 | 0.036886 | 3.62 | 0.0073772 | 0.74 | 0.073772 | 7.11 | 0.036886 | 3.62 | 0.018443 | 1.83 | 0.0036886 | 0.37 | 0.014754 | 1.46 | 0.0073772 | 0.74 | 0.0036886 | 0.37 | 0.00073772 | 0.07
11.25 | 40 | 0 | 0 | 1 | 39 | 1.3759 | 6.4935 | 1.38 | 3.027 | 0.0015412 | 2.2 | 0 | 0 | 3366.537 | 480 | 0.68796 | 3.2468 | 1.5135 | 0.0007706 | 0.34398 | 1.6234 | 0.75676 | 0.0003853 | 0.068796 | 0.32468 | 0.15135 | 7.706e-05 | 8:17 | 0.30102 | 25.99 | 0.15051 | 13.97 | 0.075256 | 7.25 | 0.015051 | 1.49 | 0.15051 | 13.97 | 0.075256 | 7.25 | 0.037628 | 3.69 | 0.0075256 | 0.75 | 0.075256 | 7.25 | 0.037628 | 3.69 | 0.018814 | 1.86 | 0.0037628 | 0.38 | 0.015051 | 1.49 | 0.0075256 | 0.75 | 0.0037628 | 0.38 | 0.00075256 | 0.08
11.25 | 40 | 0 | 0 | 1 | 39 | 1.3867 | 6.4935 | 1.38 | 3.0508 | 0.0015533 | 2.2 | 0 | 0 | 3389.257 | 480 | 0.69337 | 3.2468 | 1.5254 | 0.00077667 | 0.34669 | 1.6234 | 0.76271 | 0.00038833 | 0.069337 | 0.32468 | 0.15254 | 7.7667e-05 | 8:17 | 0.307 | 26.44 | 0.1535 | 14.23 | 0.076751 | 7.39 | 0.01535 | 1.52 | 0.1535 | 14.23 | 0.076751 | 7.39 | 0.038375 | 3.76 | 0.0076751 | 0.76 | 0.076751 | 7.39 | 0.038375 | 3.76 | 0.019188 | 1.9 | 0.0038375 | 0.38 | 0.01535 | 1.52 | 0.0076751 | 0.76 | 0.0038375 | 0.38 | 0.00076751 | 0.08
11.25 | 40 | 0 | 0 | 1 | 39 | 1.3975 | 6.4935 | 1.38 | 3.0745 | 0.0015654 | 2.2 | 0 | 0 | 3411.8208 | 480 | 0.69875 | 3.2468 | 1.5373 | 0.00078269 | 0.34938 | 1.6234 | 0.76863 | 0.00039135 | 0.069875 | 0.32468 | 0.15373 | 7.8269e-05 | 8:17 | 0.31303 | 26.88 | 0.15652 | 14.49 | 0.078258 | 7.53 | 0.015652 | 1.55 | 0.15652 | 14.49 | 0.078258 | 7.53 | 0.039129 | 3.84 | 0.0078258 | 0.78 | 0.078258 | 7.53 | 0.039129 | 3.84 | 0.019564 | 1.94 | 0.0039129 | 0.39 | 0.015652 | 1.55 | 0.0078258 | 0.78 | 0.0039129 | 0.39 | 0.00078258 | 0.08
11.25 | 40 | 0 | 0 | 1 | 39 | 1.4082 | 6.4935 | 1.38 | 3.098 | 0.0015773 | 2.2 | 0 | 0 | 3434.2294 | 480 | 0.70409 | 3.2468 | 1.549 | 0.00078867 | 0.35204 | 1.6234 | 0.7745 | 0.00039434 | 0.070409 | 0.32468 | 0.1549 | 7.8867e-05 | 8:18 | 0.3191 | 27.32 | 0.15955 | 14.75 | 0.079776 | 7.67 | 0.015955 | 1.58 | 0.15955 | 14.75 | 0.079776 | 7.67 | 0.039888 | 3.91 | 0.0079776 | 0.79 | 0.079776 | 7.67 | 0.039888 | 3.91 | 0.019944 | 1.97 | 0.0039888 | 0.4 | 0.015955 | 1.58 | 0.0079776 | 0.79 | 0.0039888 | 0.4 | 0.00079776 | 0.08
11.25 | 40 | 0 | 0 | 1 | 39 | 1.4188 | 6.4935 | 1.38 | 3.1213 | 0.0015892 | 2.2 | 0 | 0 | 3456.484 | 480 | 0.70939 | 3.2468 | 1.5607 | 0.00079461 | 0.3547 | 1.6234 | 0.78033 | 0.00039731 | 0.070939 | 0.32468 | 0.15607 | 7.9461e-05 | 8:18 | 0.32522 | 27.76 | 0.16261 | 15.01 | 0.081305 | 7.81 | 0.016261 | 1.61 | 0.16261 | 15.01 | 0.081305 | 7.81 | 0.040653 | 3.98 | 0.0081305 | 0.81 | 0.081305 | 7.81 | 0.040653 | 3.98 | 0.020326 | 2.01 | 0.0040653 | 0.41 | 0.016261 | 1.61 | 0.0081305 | 0.81 | 0.0040653 | 0.41 | 0.00081305 | 0.08
11.25 | 40 | 0 | 0 | 1 | 39 | 1.4293 | 6.4935 | 1.38 | 3.1445 | 0.001601 | 2.2 | 0 | 0 | 3478.5856 | 480 | 0.71466 | 3.2468 | 1.5723 | 0.00080051 | 0.35733 | 1.6234 | 0.78613 | 0.00040026 | 0.071466 | 0.32468 | 0.15723 | 8.0051e-05 | 8:18 | 0.33139 | 28.21 | 0.16569 | 15.27 | 0.082846 | 7.95 | 0.016569 | 1.64 | 0.16569 | 15.27 | 0.082846 | 7.95 | 0.041423 | 4.06 | 0.0082846 | 0.83 | 0.082846 | 7.95 | 0.041423 | 4.06 | 0.020712 | 2.05 | 0.0041423 | 0.41 | 0.016569 | 1.64 | 0.0082846 | 0.83 | 0.0041423 | 0.41 | 0.00082846 | 0.08
11.25 | 40 | 0 | 0 | 1 | 39 | 1.4398 | 6.4935 | 1.38 | 3.1675 | 0.0016127 | 2.2 | 0 | 0 | 3500.5353 | 480 | 0.71989 | 3.2468 | 1.5838 | 0.00080637 | 0.35994 | 1.6234 | 0.79188 | 0.00040319 | 0.071989 | 0.32468 | 0.15838 | 8.0637e-05 | 8:18 | 0.33759 | 28.65 | 0.1688 | 15.53 | 0.084399 | 8.09 | 0.01688 | 1.67 | 0.1688 | 15.53 | 0.084399 | 8.09 | 0.042199 | 4.13 | 0.0084399 | 0.84 | 0.084399 | 8.09 | 0.042199 | 4.13 | 0.0211 | 2.09 | 0.0042199 | 0.42 | 0.01688 | 1.67 | 0.0084399 | 0.84 | 0.0042199 | 0.42 | 0.00084399 | 0.08
11.25 | 40 | 0 | 0 | 1 | 39 | 1.4502 | 6.4935 | 1.38 | 3.1904 | 0.0016244 | 2.2 | 0 | 0 | 3522.3341 | 480 | 0.72508 | 3.2468 | 1.5952 | 0.00081219 | 0.36254 | 1.6234 | 0.79759 | 0.00040609 | 0.072508 | 0.32468 | 0.15952 | 8.1219e-05 | 8:18 | 0.34385 | 29.1 | 0.17192 | 15.8 | 0.085962 | 8.24 | 0.017192 | 1.7 | 0.17192 | 15.8 | 0.085962 | 8.24 | 0.042981 | 4.21 | 0.0085962 | 0.86 | 0.085962 | 8.24 | 0.042981 | 4.21 | 0.021491 | 2.13 | 0.0042981 | 0.43 | 0.017192 | 1.7 | 0.0085962 | 0.86 | 0.0042981 | 0.43 | 0.00085962 | 0.09
11.25 | 40 | 0 | 0 | 1 | 39 | 1.4605 | 6.4935 | 1.38 | 3.2131 | 0.0016359 | 2.2 | 0 | 0 | 3543.983 | 480 | 0.73024 | 3.2468 | 1.6065 | 0.00081797 | 0.36512 | 1.6234 | 0.80327 | 0.00040898 | 0.073024 | 0.32468 | 0.16065 | 8.1797e-05 | 8:19 | 0.35015 | 29.54 | 0.17507 | 16.06 | 0.087537 | 8.38 | 0.017507 | 1.74 | 0.17507 | 16.06 | 0.087537 | 8.38 | 0.043768 | 4.28 | 0.0087537 | 0.87 | 0.087537 | 8.38 | 0.043768 | 4.28 | 0.021884 | 2.16 | 0.0043768 | 0.44 | 0.017507 | 1.74 | 0.0087537 | 0.87 | 0.0043768 | 0.44 | 0.00087537 | 0.09
11.25 | 40 | 0 | 0 | 1 | 39 | 1.4707 | 6.4935 | 1.38 | 3.2356 | 0.0016474 | 2.2 | 0 | 0 | 3565.483 | 480 | 0.73537 | 3.2468 | 1.6178 | 0.00082371 | 0.36768 | 1.6234 | 0.8089 | 0.00041185 | 0.073537 | 0.32468 | 0.16178 | 8.2371e-05 | 8:19 | 0.35649 | 29.99 | 0.17824 | 16.33 | 0.089122 | 8.53 | 0.017824 | 1.77 | 0.17824 | 16.33 | 0.089122 | 8.53 | 0.044561 | 4.36 | 0.0089122 | 0.89 | 0.089122 | 8.53 | 0.044561 | 4.36 | 0.022281 | 2.2 | 0.0044561 | 0.44 | 0.017824 | 1.77 | 0.0089122 | 0.89 | 0.0044561 | 0.44 | 0.00089122 | 0.09
11.25 | 40 | 0 | 0 | 1 | 39 | 1.4809 | 6.4935 | 1.38 | 3.258 | 0.0016588 | 2.2 | 0 | 0 | 3586.8352 | 480 | 0.74045 | 3.2468 | 1.629 | 0.0008294 | 0.37023 | 1.6234 | 0.8145 | 0.0004147 | 0.074045 | 0.32468 | 0.1629 | 8.294e-05 | 8:19 | 0.36288 | 30.43 | 0.18144 | 16.59 | 0.090719 | 8.67 | 0.018144 | 1.8 | 0.18144 | 16.59 | 0.090719 | 8.67 | 0.045359 | 4.43 | 0.0090719 | 0.9 | 0.090719 | 8.67 | 0.045359 | 4.43 | 0.02268 | 2.24 | 0.0045359 | 0.45 | 0.018144 | 1.8 | 0.0090719 | 0.9 | 0.0045359 | 0.45 | 0.00090719 | 0.09
11.25 | 40 | 0 | 0 | 1 | 39 | 1.491 | 6.4935 | 1.38 | 3.2802 | 0.0016701 | 2.2 | 0 | 0 | 3608.0407 | 480 | 0.74551 | 3.2468 | 1.6401 | 0.00083506 | 0.37275 | 1.6234 | 0.82006 | 0.00041753 | 0.074551 | 0.32468 | 0.16401 | 8.3506e-05 | 8:19 | 0.36931 | 30.88 | 0.18465 | 16.86 | 0.092326 | 8.82 | 0.018465 | 1.83 | 0.18465 | 16.86 | 0.092326 | 8.82 | 0.046163 | 4.51 | 0.0092326 | 0.92 | 0.092326 | 8.82 | 0.046163 | 4.51 | 0.023082 | 2.28 | 0.0046163 | 0.46 | 0.018465 | 1.83 | 0.0092326 | 0.92 | 0.0046163 | 0.46 | 0.00092326 | 0.09
11.25 | 40 | 0 | 0 | 1 | 39 | 1.501 | 6.4935 | 1.38 | 3.3023 | 0.0016814 | 2.2 | 0 | 0 | 3629.1003 | 480 | 0.75052 | 3.2468 | 1.6512 | 0.00084069 | 0.37526 | 1.6234 | 0.82558 | 0.00042034 | 0.075052 | 0.32468 | 0.16512 | 8.4069e-05 | 8:19 | 0.37578 | 31.32 | 0.18789 | 17.13 | 0.093945 | 8.97 | 0.018789 | 1.86 | 0.18789 | 17.13 | 0.093945 | 8.97 | 0.046972 | 4.59 | 0.0093945 | 0.94 | 0.093945 | 8.97 | 0.046972 | 4.59 | 0.023486 | 2.32 | 0.0046972 | 0.47 | 0.018789 | 1.86 | 0.0093945 | 0.94 | 0.0046972 | 0.47 | 0.00093945 | 0.09
11.25 | 40 | 0 | 0 | 1 | 39 | 1.511 | 6.4935 | 1.38 | 3.3242 | 0.0016925 | 2.2 | 0 | 0 | 3650.0152 | 480 | 0.75551 | 3.2468 | 1.6621 | 0.00084627 | 0.37775 | 1.6234 | 0.83106 | 0.00042313 | 0.075551 | 0.32468 | 0.16621 | 8.4627e-05 | 8:19 | 0.3823 | 31.77 | 0.19115 | 17.4 | 0.095574 | 9.11 | 0.019115 | 1.89 | 0.19115 | 17.4 | 0.095574 | 9.11 | 0.047787 | 4.67 | 0.0095574 | 0.95 | 0.095574 | 9.11 | 0.047787 | 4.67 | 0.023893 | 2.36 | 0.0047787 | 0.48 | 0.019115 | 1.89 | 0.0095574 | 0.95 | 0.0047787 | 0.48 | 0.00095574 | 0.1
11.25 | 40 | 0 | 0 | 1 | 39 | 1.5209 | 6.4935 | 1.38 | 3.346 | 0.0017036 | 2.2 | 0 | 0 | 3670.7863 | 480 | 0.76046 | 3.2468 | 1.673 | 0.00085181 | 0.38023 | 1.6234 | 0.8365 | 0.00042591 | 0.076046 | 0.32468 | 0.1673 | 8.5181e-05 | 8:20 | 0.38885 | 32.22 | 0.19443 | 17.67 | 0.097214 | 9.26 | 0.019443 | 1.93 | 0.19443 | 17.67 | 0.097214 | 9.26 | 0.048607 | 4.74 | 0.0097214 | 0.97 | 0.097214 | 9.26 | 0.048607 | 4.74 | 0.024303 | 2.4 | 0.0048607 | 0.48 | 0.019443 | 1.93 | 0.0097214 | 0.97 | 0.0048607 | 0.48 | 0.00097214 | 0.1
11.25 | 40 | 0 | 0 | 1 | 39 | 1.5307 | 6.4935 | 1.38 | 3.3676 | 0.0017146 | 2.2 | 0 | 0 | 3691.4146 | 480 | 0.76537 | 3.2468 | 1.6838 | 0.00085732 | 0.38269 | 1.6234 | 0.84191 | 0.00042866 | 0.076537 | 0.32468 | 0.16838 | 8.5732e-05 | 8:20 | 0.39546 | 32.66 | 0.19773 | 17.94 | 0.098864 | 9.41 | 0.019773 | 1.96 | 0.19773 | 17.94 | 0.098864 | 9.41 | 0.049432 | 4.82 | 0.0098864 | 0.98 | 0.098864 | 9.41 | 0.049432 | 4.82 | 0.024716 | 2.44 | 0.0049432 | 0.49 | 0.019773 | 1.96 | 0.0098864 | 0.98 | 0.0049432 | 0.49 | 0.00098864 | 0.1
11.25 | 40 | 0 | 0 | 1 | 39 | 1.5405 | 6.4935 | 1.38 | 3.3891 | 0.0017256 | 2.2 | 0 | 0 | 3711.901 | 480 | 0.77025 | 3.2468 | 1.6946 | 0.00086279 | 0.38513 | 1.6234 | 0.84728 | 0.00043139 | 0.077025 | 0.32468 | 0.16946 | 8.6279e-05 | 8:20 | 0.4021 | 33.11 | 0.20105 | 18.21 | 0.10052 | 9.56 | 0.020105 | 1.99 | 0.20105 | 18.21 | 0.10052 | 9.56 | 0.050262 | 4.9 | 0.010052 | 1 | 0.10052 | 9.56 | 0.050262 | 4.9 | 0.025131 | 2.48 | 0.0050262 | 0.5 | 0.020105 | 1.99 | 0.010052 | 1 | 0.0050262 | 0.5 | 0.0010052 | 0.1
11.25 | 40 | 0 | 0 | 1 | 39 | 1.5502 | 6.4935 | 1.38 | 3.4105 | 0.0017364 | 2.2 | 0 | 0 | 3732.2466 | 480 | 0.7751 | 3.2468 | 1.7052 | 0.00086822 | 0.38755 | 1.6234 | 0.85261 | 0.00043411 | 0.07751 | 0.32468 | 0.17052 | 8.6822e-05 | 8:20 | 0.40878 | 33.55 | 0.20439 | 18.49 | 0.1022 | 9.71 | 0.020439 | 2.02 | 0.20439 | 18.49 | 0.1022 | 9.71 | 0.051098 | 4.98 | 0.01022 | 1.02 | 0.1022 | 9.71 | 0.051098 | 4.98 | 0.025549 | 2.52 | 0.0051098 | 0.51 | 0.020439 | 2.02 | 0.01022 | 1.02 | 0.0051098 | 0.51 | 0.001022 | 0.1
11.25 | 40 | 0 | 0 | 1 | 39 | 1.5598 | 6.4935 | 1.38 | 3.4316 | 0.0017472 | 2.2 | 0 | 0 | 3752.4524 | 480 | 0.77992 | 3.2468 | 1.7158 | 0.00087361 | 0.38996 | 1.6234 | 0.85791 | 0.0004368 | 0.077992 | 0.32468 | 0.17158 | 8.7361e-05 | 8:20 | 0.41551 | 34 | 0.20776 | 18.76 | 0.10388 | 9.87 | 0.020776 | 2.06 | 0.20776 | 18.76 | 0.10388 | 9.87 | 0.051939 | 5.06 | 0.010388 | 1.03 | 0.10388 | 9.87 | 0.051939 | 5.06 | 0.025969 | 2.56 | 0.0051939 | 0.52 | 0.020776 | 2.06 | 0.010388 | 1.03 | 0.0051939 | 0.52 | 0.0010388 | 0.1
11.25 | 40 | 0 | 0 | 1 | 39 | 1.5694 | 6.4935 | 1.38 | 3.4527 | 0.0017579 | 2.2 | 0 | 0 | 3772.5192 | 480 | 0.7847 | 3.2468 | 1.7263 | 0.00087896 | 0.39235 | 1.6234 | 0.86317 | 0.00043948 | 0.07847 | 0.32468 | 0.17263 | 8.7896e-05 | 8:21 | 0.42228 | 34.44 | 0.21114 | 19.03 | 0.10557 | 10.02 | 0.021114 | 2.09 | 0.21114 | 19.03 | 0.10557 | 10.02 | 0.052785 | 5.14 | 0.010557 | 1.05 | 0.10557 | 10.02 | 0.052785 | 5.14 | 0.026392 | 2.6 | 0.0052785 | 0.53 | 0.021114 | 2.09 | 0.010557 | 1.05 | 0.0052785 | 0.53 | 0.0010557 | 0.11
11.25 | 40 | 0 | 0 | 1 | 39 | 1.5789 | 6.4935 | 1.38 | 3.4736 | 0.0017686 | 2.2 | 0 | 0 | 3792.4481 | 480 | 0.78945 | 3.2468 | 1.7368 | 0.00088428 | 0.39472 | 1.6234 | 0.86839 | 0.00044214 | 0.078945 | 0.32468 | 0.17368 | 8.8428e-05 | 8:21 | 0.42909 | 34.89 | 0.21454 | 19.31 | 0.10727 | 10.17 | 0.021454 | 2.12 | 0.21454 | 19.31 | 0.10727 | 10.17 | 0.053636 | 5.22 | 0.010727 | 1.07 | 0.10727 | 10.17 | 0.053636 | 5.22 | 0.026818 | 2.65 | 0.0053636 | 0.53 | 0.021454 | 2.12 | 0.010727 | 1.07 | 0.0053636 | 0.53 | 0.0010727 | 0.11
11.25 | 40 | 0 | 0 | 1 | 39 | 1.5883 | 6.4935 | 1.38 | 3.4943 | 0.0017791 | 2.2 | 0 | 0 | 3812.2399 | 480 | 0.79416 | 3.2468 | 1.7472 | 0.00088957 | 0.39708 | 1.6234 | 0.87358 | 0.00044478 | 0.079416 | 0.32468 | 0.17472 | 8.8957e-05 | 8:21 | 0.43594 | 35.33 | 0.21797 | 19.58 | 0.10898 | 10.33 | 0.021797 | 2.16 | 0.21797 | 19.58 | 0.10898 | 10.33 | 0.054492 | 5.3 | 0.010898 | 1.08 | 0.10898 | 10.33 | 0.054492 | 5.3 | 0.027246 | 2.69 | 0.0054492 | 0.54 | 0.021797 | 2.16 | 0.010898 | 1.08 | 0.0054492 | 0.54 | 0.0010898 | 0.11
11.25 | 40 | 0 | 0 | 1 | 39 | 1.5977 | 6.4935 | 1.38 | 3.5149 | 0.0017896 | 2.2 | 0 | 0 | 3831.8957 | 480 | 0.79885 | 3.2468 | 1.7575 | 0.00089481 | 0.39942 | 1.6234 | 0.87873 | 0.00044741 | 0.079885 | 0.32468 | 0.17575 | 8.9481e-05 | 8:21 | 0.44283 | 35.78 | 0.22141 | 19.86 | 0.11071 | 10.48 | 0.022141 | 2.19 | 0.22141 | 19.86 | 0.11071 | 10.48 | 0.055353 | 5.38 | 0.011071 | 1.1 | 0.11071 | 10.48 | 0.055353 | 5.38 | 0.027677 | 2.73 | 0.0055353 | 0.55 | 0.022141 | 2.19 | 0.011071 | 1.1 | 0.0055353 | 0.55 | 0.0011071 | 0.11
11.25 | 40 | 0 | 0 | 1 | 39 | 1.607 | 6.4935 | 1.38 | 3.5354 | 0.0018 | 2.2 | 0 | 0 | 3851.4164 | 480 | 0.8035 | 3.2468 | 1.7677 | 0.00090002 | 0.40175 | 1.6234 | 0.88385 | 0.00045001 | 0.08035 | 0.32468 | 0.17677 | 9.0002e-05 | 8:21 | 0.44976 | 36.22 | 0.22488 | 20.14 | 0.11244 | 10.63 | 0.022488 | 2.22 | 0.22488 | 20.14 | 0.11244 | 10.63 | 0.05622 | 5.47 | 0.011244 | 1.12 | 0.11244 | 10.63 | 0.05622 | 5.47 | 0.02811 | 2.77 | 0.005622 | 0.56 | 0.022488 | 2.22 | 0.011244 | 1.12 | 0.005622 | 0.56 | 0.0011244 | 0.11
11.25 | 40 | 0 | 0 | 1 | 39 | 1.6162 | 6.4935 | 1.38 | 3.5557 | 0.0018104 | 2.2 | 0 | 0 | 3870.8028 | 480 | 0.80812 | 3.2468 | 1.7779 | 0.0009052 | 0.40406 | 1.6234 | 0.88893 | 0.0004526 | 0.080812 | 0.32468 | 0.17779 | 9.052e-05 | 8:22 | 0.45673 | 36.66 | 0.22836 | 20.42 | 0.11418 | 10.79 | 0.022836 | 2.26 | 0.22836 | 20.42 | 0.11418 | 10.79 | 0.057091 | 5.55 | 0.011418 | 1.14 | 0.11418 | 10.79 | 0.057091 | 5.55 | 0.028545 | 2.81 | 0.0057091 | 0.57 | 0.022836 | 2.26 | 0.011418 | 1.14 | 0.0057091 | 0.57 | 0.0011418 | 0.11
11.25 | 40 | 0 | 0 | 1 | 39 | 1.6254 | 6.4935 | 1.38 | 3.5759 | 0.0018207 | 2.2 | 0 | 0 | 3890.056 | 480 | 0.8127 | 3.2468 | 1.7879 | 0.00091033 | 0.40635 | 1.6234 | 0.89397 | 0.00045517 | 0.08127 | 0.32468 | 0.17879 | 9.1033e-05 | 8:22 | 0.46374 | 37.11 | 0.23187 | 20.69 | 0.11593 | 10.95 | 0.023187 | 2.29 | 0.23187 | 20.69 | 0.11593 | 10.95 | 0.057967 | 5.63 | 0.011593 | 1.15 | 0.11593 | 10.95 | 0.057967 | 5.63 | 0.028984 | 2.86 | 0.0057967 | 0.58 | 0.023187 | 2.29 | 0.011593 | 1.15 | 0.0057967 | 0.58 | 0.0011593 | 0.12
11.25 | 40 | 0 | 0 | 1 | 39 | 1.6345 | 6.4935 | 1.38 | 3.5959 | 0.0018309 | 2.2 | 0 | 0 | 3909.1768 | 480 | 0.81726 | 3.2468 | 1.798 | 0.00091544 | 0.40863 | 1.6234 | 0.89899 | 0.00045772 | 0.081726 | 0.32468 | 0.1798 | 9.1544e-05 | 8:22 | 0.47079 | 37.55 | 0.23539 | 20.97 | 0.1177 | 11.1 | 0.023539 | 2.33 | 0.23539 | 20.97 | 0.1177 | 11.1 | 0.058848 | 5.72 | 0.01177 | 1.17 | 0.1177 | 11.1 | 0.058848 | 5.72 | 0.029424 | 2.9 | 0.0058848 | 0.59 | 0.023539 | 2.33 | 0.01177 | 1.17 | 0.0058848 | 0.59 | 0.001177 | 0.12
11.25 | 40 | 0 | 0 | 1 | 39 | 1.6436 | 6.4935 | 1.38 | 3.6159 | 0.001841 | 2.2 | 0 | 0 | 3928.1661 | 480 | 0.82178 | 3.2468 | 1.8079 | 0.00092051 | 0.41089 | 1.6234 | 0.90396 | 0.00046025 | 0.082178 | 0.32468 | 0.18079 | 9.2051e-05 | 8:22 | 0.47787 | 37.99 | 0.23894 | 21.25 | 0.11947 | 11.26 | 0.023894 | 2.36 | 0.23894 | 21.25 | 0.11947 | 11.26 | 0.059734 | 5.8 | 0.011947 | 1.19 | 0.11947 | 11.26 | 0.059734 | 5.8 | 0.029867 | 2.94 | 0.0059734 | 0.6 | 0.023894 | 2.36 | 0.011947 | 1.19 | 0.0059734 | 0.6 | 0.0011947 | 0.12
11.25 | 40 | 0 | 0 | 1 | 39 | 1.6526 | 6.4935 | 1.38 | 3.6356 | 0.0018511 | 2.2 | 0 | 0 | 3947.0249 | 480 | 0.82628 | 3.2468 | 1.8178 | 0.00092554 | 0.41314 | 1.6234 | 0.90891 | 0.00046277 | 0.082628 | 0.32468 | 0.18178 | 9.2554e-05 | 8:22 | 0.485 | 38.43 | 0.2425 | 21.53 | 0.12125 | 11.42 | 0.02425 | 2.4 | 0.2425 | 21.53 | 0.12125 | 11.42 | 0.060625 | 5.88 | 0.012125 | 1.21 | 0.12125 | 11.42 | 0.060625 | 5.88 | 0.030313 | 2.99 | 0.0060625 | 0.6 | 0.02425 | 2.4 | 0.012125 | 1.21 | 0.0060625 | 0.6 | 0.0012125 | 0.12
11.25 | 40 | 0 | 0 | 1 | 39 | 1.6615 | 6.4935 | 1.38 | 3.6553 | 0.0018611 | 2.2 | 0 | 0 | 3965.7541 | 480 | 0.83074 | 3.2468 | 1.8276 | 0.00093054 | 0.41537 | 1.6234 | 0.91381 | 0.00046527 | 0.083074 | 0.32468 | 0.18276 | 9.3054e-05 | 8:22 | 0.49217 | 38.87 | 0.24608 | 21.81 | 0.12304 | 11.58 | 0.024608 | 2.43 | 0.24608 | 21.81 | 0.12304 | 11.58 | 0.061521 | 5.97 | 0.012304 | 1.22 | 0.12304 | 11.58 | 0.061521 | 5.97 | 0.03076 | 3.03 | 0.0061521 | 0.61 | 0.024608 | 2.43 | 0.012304 | 1.22 | 0.0061521 | 0.61 | 0.0012304 | 0.12
11.25 | 40 | 0 | 0 | 1 | 39 | 1.6703 | 6.4935 | 1.38 | 3.6748 | 0.001871 | 2.2 | 0 | 0 | 3984.3544 | 480 | 0.83517 | 3.2468 | 1.8374 | 0.0009355 | 0.41759 | 1.6234 | 0.91869 | 0.00046775 | 0.083517 | 0.32468 | 0.18374 | 9.355e-05 | 8:23 | 0.49937 | 39.31 | 0.24968 | 22.1 | 0.12484 | 11.74 | 0.024968 | 2.47 | 0.24968 | 22.1 | 0.12484 | 11.74 | 0.062421 | 6.05 | 0.012484 | 1.24 | 0.12484 | 11.74 | 0.062421 | 6.05 | 0.031211 | 3.07 | 0.0062421 | 0.62 | 0.024968 | 2.47 | 0.012484 | 1.24 | 0.0062421 | 0.62 | 0.0012484 | 0.12
11.25 | 40 | 0 | 0 | 1 | 39 | 1.6791 | 6.4935 | 1.38 | 3.6941 | 0.0018809 | 2.2 | 0 | 0 | 4002.8269 | 480 | 0.83957 | 3.2468 | 1.8471 | 0.00094043 | 0.41979 | 1.6234 | 0.92353 | 0.00047022 | 0.083957 | 0.32468 | 0.18471 | 9.4043e-05 | 8:23 | 0.50661 | 39.75 | 0.25331 | 22.38 | 0.12665 | 11.9 | 0.025331 | 2.5 | 0.25331 | 22.38 | 0.12665 | 11.9 | 0.063326 | 6.14 | 0.012665 | 1.26 | 0.12665 | 11.9 | 0.063326 | 6.14 | 0.031663 | 3.12 | 0.0063326 | 0.63 | 0.025331 | 2.5 | 0.012665 | 1.26 | 0.0063326 | 0.63 | 0.0012665 | 0.13
11.25 | 40 | 0 | 0 | 1 | 39 | 1.6879 | 6.4935 | 1.38 | 3.7134 | 0.0018907 | 2.2 | 0 | 0 | 4021.1724 | 480 | 0.84395 | 3.2468 | 1.8567 | 0.00094533 | 0.42197 | 1.6234 | 0.92834 | 0.00047266 | 0.084395 | 0.32468 | 0.18567 | 9.4533e-05 | 8:23 | 0.51389 | 40.18 | 0.25694 | 22.66 | 0.12847 | 12.06 | 0.025694 | 2.54 | 0.25694 | 22.66 | 0.12847 | 12.06 | 0.064236 | 6.22 | 0.012847 | 1.28 | 0.12847 | 12.06 | 0.064236 | 6.22 | 0.032118 | 3.16 | 0.0064236 | 0.64 | 0.025694 | 2.54 | 0.012847 | 1.28 | 0.0064236 | 0.64 | 0.0012847 | 0.13
11.25 | 40 | 0 | 0 | 1 | 39 | 1.6966 | 6.4935 | 1.38 | 3.7325 | 0.0019004 | 2.2 | 0 | 0 | 4039.3918 | 480 | 0.84829 | 3.2468 | 1.8662 | 0.00095019 | 0.42414 | 1.6234 | 0.93311 | 0.0004751 | 0.084829 | 0.32468 | 0.18662 | 9.5019e-05 | 8:23 | 0.52121 | 40.62 | 0.2606 | 22.94 | 0.1303 | 12.22 | 0.02606 | 2.57 | 0.2606 | 22.94 | 0.1303 | 12.22 | 0.065151 | 6.31 | 0.01303 | 1.29 | 0.1303 | 12.22 | 0.065151 | 6.31 | 0.032575 | 3.21 | 0.0065151 | 0.65 | 0.02606 | 2.57 | 0.01303 | 1.29 | 0.0065151 | 0.65 | 0.001303 | 0.13
11.25 | 40 | 0 | 0 | 1 | 39 | 1.7052 | 6.4935 | 1.38 | 3.7514 | 0.00191 | 2.2 | 0 | 0 | 4057.4859 | 480 | 0.8526 | 3.2468 | 1.8757 | 0.00095502 | 0.4263 | 1.6234 | 0.93786 | 0.00047751 | 0.08526 | 0.32468 | 0.18757 | 9.5502e-05 | 8:23 | 0.52856 | 41.05 | 0.26428 | 23.22 | 0.13214 | 12.38 | 0.026428 | 2.61 | 0.26428 | 23.22 | 0.13214 | 12.38 | 0.06607 | 6.39 | 0.013214 | 1.31 | 0.13214 | 12.38 | 0.06607 | 6.39 | 0.033035 | 3.25 | 0.006607 | 0.66 | 0.026428 | 2.61 | 0.013214 | 1.31 | 0.006607 | 0.66 | 0.0013214 | 0.13
11.25 | 40 | 0 | 0 | 1 | 39 | 1.7138 | 6.4935 | 1.38 | 3.7703 | 0.0019196 | 2.2 | 0 | 0 | 4075.4556 | 480 | 0.85688 | 3.2468 | 1.8851 | 0.00095982 | 0.42844 | 1.6234 | 0.94257 | 0.00047991 | 0.085688 | 0.32468 | 0.18851 | 9.5982e-05 | 8:24 | 0.53595 | 41.49 | 0.26798 | 23.51 | 0.13399 | 12.54 | 0.026798 | 2.64 | 0.26798 | 23.51 | 0.13399 | 12.54 | 0.066994 | 6.48 | 0.013399 | 1.33 | 0.13399 | 12.54 | 0.066994 | 6.48 | 0.033497 | 3.29 | 0.0066994 | 0.67 | 0.026798 | 2.64 | 0.013399 | 1.33 | 0.0066994 | 0.67 | 0.0013399 | 0.13
11.25 | 40 | 0 | 0 | 1 | 39 | 1.7223 | 6.4935 | 1.38 | 3.789 | 0.0019292 | 2.2 | 0 | 0 | 4093.3018 | 480 | 0.86113 | 3.2468 | 1.8945 | 0.00096458 | 0.43057 | 1.6234 | 0.94724 | 0.00048229 | 0.086113 | 0.32468 | 0.18945 | 9.6458e-05 | 8:24 | 0.54338 | 41.92 | 0.27169 | 23.79 | 0.13584 | 12.7 | 0.027169 | 2.68 | 0.27169 | 23.79 | 0.13584 | 12.7 | 0.067922 | 6.57 | 0.013584 | 1.35 | 0.13584 | 12.7 | 0.067922 | 6.57 | 0.033961 | 3.34 | 0.0067922 | 0.68 | 0.027169 | 2.68 | 0.013584 | 1.35 | 0.0067922 | 0.68 | 0.0013584 | 0.14
11.25 | 40 | 0 | 0 | 1 | 39 | 1.7307 | 6.4935 | 1.38 | 3.8076 | 0.0019386 | 2.2 | 0 | 0 | 4111.0253 | 480 | 0.86535 | 3.2468 | 1.9038 | 0.00096931 | 0.43268 | 1.6234 | 0.95189 | 0.00048465 | 0.086535 | 0.32468 | 0.19038 | 9.6931e-05 | 8:24 | 0.55084 | 42.35 | 0.27542 | 24.07 | 0.13771 | 12.86 | 0.027542 | 2.72 | 0.27542 | 24.07 | 0.13771 | 12.86 | 0.068855 | 6.65 | 0.013771 | 1.37 | 0.13771 | 12.86 | 0.068855 | 6.65 | 0.034428 | 3.38 | 0.0068855 | 0.69 | 0.027542 | 2.72 | 0.013771 | 1.37 | 0.0068855 | 0.69 | 0.0013771 | 0.14
11.25 | 40 | 0 | 0 | 1 | 39 | 1.7391 | 6.4935 | 1.38 | 3.826 | 0.001948 | 2.2 | 0 | 0 | 4128.6269 | 480 | 0.86955 | 3.2468 | 1.913 | 0.00097401 | 0.43477 | 1.6234 | 0.9565 | 0.000487 | 0.086955 | 0.32468 | 0.1913 | 9.7401e-05 | 8:24 | 0.55834 | 42.78 | 0.27917 | 24.36 | 0.13959 | 13.03 | 0.027917 | 2.75 | 0.27917 | 24.36 | 0.13959 | 13.03 | 0.069793 | 6.74 | 0.013959 | 1.39 | 0.13959 | 13.03 | 0.069793 | 6.74 | 0.034896 | 3.43 | 0.0069793 | 0.7 | 0.027917 | 2.75 | 0.013959 | 1.39 | 0.0069793 | 0.7 | 0.0013959 | 0.14
11.25 | 40 | 0 | 0 | 1 | 39 | 1.7474 | 6.4935 | 1.38 | 3.8443 | 0.0019573 | 2.2 | 0 | 0 | 4146.1076 | 480 | 0.87371 | 3.2468 | 1.9222 | 0.00097867 | 0.43686 | 1.6234 | 0.96108 | 0.00048934 | 0.087371 | 0.32468 | 0.19222 | 9.7867e-05 | 8:24 | 0.56588 | 43.21 | 0.28294 | 24.64 | 0.14147 | 13.19 | 0.028294 | 2.79 | 0.28294 | 24.64 | 0.14147 | 13.19 | 0.070735 | 6.83 | 0.014147 | 1.4 | 0.14147 | 13.19 | 0.070735 | 6.83 | 0.035367 | 3.47 | 0.0070735 | 0.7 | 0.028294 | 2.79 | 0.014147 | 1.4 | 0.0070735 | 0.7 | 0.0014147 | 0.14
11.25 | 40 | 0 | 0 | 1 | 39 | 1.7557 | 6.4935 | 1.38 | 3.8625 | 0.0019666 | 2.2 | 0 | 0 | 4163.468 | 480 | 0.87785 | 3.2468 | 1.9313 | 0.0009833 | 0.43892 | 1.6234 | 0.96563 | 0.00049165 | 0.087785 | 0.32468 | 0.19313 | 9.833e-05 | 8:25 | 0.57345 | 43.64 | 0.28672 | 24.93 | 0.14336 | 13.36 | 0.028672 | 2.83 | 0.28672 | 24.93 | 0.14336 | 13.36 | 0.071681 | 6.92 | 0.014336 | 1.42 | 0.14336 | 13.36 | 0.071681 | 6.92 | 0.035841 | 3.52 | 0.0071681 | 0.71 | 0.028672 | 2.83 | 0.014336 | 1.42 | 0.0071681 | 0.71 | 0.0014336 | 0.14
11.25 | 40 | 0 | 0 | 1 | 39 | 1.7639 | 6.4935 | 1.38 | 3.8806 | 0.0019758 | 2.2 | 0 | 0 | 4180.7091 | 480 | 0.88196 | 3.2468 | 1.9403 | 0.00098791 | 0.44098 | 1.6234 | 0.97015 | 0.00049395 | 0.088196 | 0.32468 | 0.19403 | 9.8791e-05 | 8:25 | 0.58106 | 44.07 | 0.29053 | 25.21 | 0.14526 | 13.52 | 0.029053 | 2.86 | 0.29053 | 25.21 | 0.14526 | 13.52 | 0.072632 | 7.01 | 0.014526 | 1.44 | 0.14526 | 13.52 | 0.072632 | 7.01 | 0.036316 | 3.57 | 0.0072632 | 0.72 | 0.029053 | 2.86 | 0.014526 | 1.44 | 0.0072632 | 0.72 | 0.0014526 | 0.15
11.25 | 40 | 0 | 0 | 1 | 39 | 1.7721 | 6.4935 | 1.38 | 3.8986 | 0.001985 | 2.2 | 0 | 0 | 4197.8317 | 480 | 0.88604 | 3.2468 | 1.9493 | 0.00099248 | 0.44302 | 1.6234 | 0.97464 | 0.00049624 | 0.088604 | 0.32468 | 0.19493 | 9.9248e-05 | 8:25 | 0.5887 | 44.5 | 0.29435 | 25.5 | 0.14717 | 13.69 | 0.029435 | 2.9 | 0.29435 | 25.5 | 0.14717 | 13.69 | 0.073587 | 7.09 | 0.014717 | 1.46 | 0.14717 | 13.69 | 0.073587 | 7.09 | 0.036794 | 3.61 | 0.0073587 | 0.73 | 0.029435 | 2.9 | 0.014717 | 1.46 | 0.0073587 | 0.73 | 0.0014717 | 0.15
11.25 | 40 | 0 | 0 | 1 | 39 | 1.7802 | 6.4935 | 1.38 | 3.9164 | 0.001994 | 2.2 | 0 | 0 | 4214.8365 | 480 | 0.89009 | 3.2468 | 1.9582 | 0.00099701 | 0.44504 | 1.6234 | 0.9791 | 0.00049851 | 0.089009 | 0.32468 | 0.19582 | 9.9701e-05 | 8:25 | 0.59637 | 44.92 | 0.29819 | 25.78 | 0.14909 | 13.85 | 0.029819 | 2.94 | 0.29819 | 25.78 | 0.14909 | 13.85 | 0.074547 | 7.18 | 0.014909 | 1.48 | 0.14909 | 13.85 | 0.074547 | 7.18 | 0.037273 | 3.66 | 0.0074547 | 0.74 | 0.029819 | 2.94 | 0.014909 | 1.48 | 0.0074547 | 0.74 | 0.0014909 | 0.15
11.25 | 40 | 0 | 0 | 1 | 39 | 1.7882 | 6.4935 | 1.38 | 3.9341 | 0.002003 | 2.2 | 0 | 0 | 4231.7244 | 480 | 0.89411 | 3.2468 | 1.967 | 0.0010015 | 0.44706 | 1.6234 | 0.98352 | 0.00050076 | 0.089411 | 0.32468 | 0.1967 | 0.00010015 | 8:25 | 0.60409 | 45.34 | 0.30204 | 26.07 | 0.15102 | 14.02 | 0.030204 | 2.98 | 0.30204 | 26.07 | 0.15102 | 14.02 | 0.075511 | 7.27 | 0.015102 | 1.5 | 0.15102 | 14.02 | 0.075511 | 7.27 | 0.037755 | 3.71 | 0.0075511 | 0.75 | 0.030204 | 2.98 | 0.015102 | 1.5 | 0.0075511 | 0.75 | 0.0015102 | 0.15
11.25 | 40 | 0 | 0 | 1 | 39 | 1.7962 | 6.4935 | 1.38 | 3.9517 | 0.002012 | 2.2 | 0 | 0 | 4248.4963 | 480 | 0.89811 | 3.2468 | 1.9758 | 0.001006 | 0.44905 | 1.6234 | 0.98792 | 0.000503 | 0.089811 | 0.32468 | 0.19758 | 0.0001006 | 8:25 | 0.61183 | 45.76 | 0.30592 | 26.36 | 0.15296 | 14.18 | 0.030592 | 3.01 | 0.30592 | 26.36 | 0.15296 | 14.18 | 0.076479 | 7.36 | 0.015296 | 1.52 | 0.15296 | 14.18 | 0.076479 | 7.36 | 0.03824 | 3.75 | 0.0076479 | 0.76 | 0.030592 | 3.01 | 0.015296 | 1.52 | 0.0076479 | 0.76 | 0.0015296 | 0.15
11.25 | 40 | 0 | 0 | 1 | 39 | 1.8042 | 6.4935 | 1.38 | 3.9691 | 0.0020209 | 2.2 | 0 | 0 | 4265.1528 | 480 | 0.90208 | 3.2468 | 1.9846 | 0.0010104 | 0.45104 | 1.6234 | 0.99228 | 0.00050522 | 0.090208 | 0.32468 | 0.19846 | 0.00010104 | 8:26 | 0.61961 | 46.18 | 0.30981 | 26.64 | 0.1549 | 14.35 | 0.030981 | 3.05 | 0.30981 | 26.64 | 0.1549 | 14.35 | 0.077452 | 7.45 | 0.01549 | 1.54 | 0.1549 | 14.35 | 0.077452 | 7.45 | 0.038726 | 3.8 | 0.0077452 | 0.77 | 0.030981 | 3.05 | 0.01549 | 1.54 | 0.0077452 | 0.77 | 0.001549 | 0.15
11.25 | 40 | 0 | 0 | 1 | 39 | 1.812 | 6.4935 | 1.38 | 3.9865 | 0.0020297 | 2.2 | 0 | 0 | 4281.6948 | 480 | 0.90602 | 3.2468 | 1.9932 | 0.0010149 | 0.45301 | 1.6234 | 0.99662 | 0.00050743 | 0.090602 | 0.32468 | 0.19932 | 0.00010149 | 8:26 | 0.62743 | 46.6 | 0.31371 | 26.93 | 0.15686 | 14.52 | 0.031371 | 3.09 | 0.31371 | 26.93 | 0.15686 | 14.52 | 0.078428 | 7.54 | 0.015686 | 1.56 | 0.15686 | 14.52 | 0.078428 | 7.54 | 0.039214 | 3.85 | 0.0078428 | 0.78 | 0.031371 | 3.09 | 0.015686 | 1.56 | 0.0078428 | 0.78 | 0.0015686 | 0.16
11.25 | 40 | 0 | 0 | 1 | 39 | 1.8199 | 6.4935 | 1.38 | 4.0037 | 0.0020385 | 2.2 | 0 | 0 | 4298.1231 | 480 | 0.90993 | 3.2468 | 2.0018 | 0.0010192 | 0.45497 | 1.6234 | 1.0009 | 0.00050962 | 0.090993 | 0.32468 | 0.20018 | 0.00010192 | 8:26 | 0.63528 | 47.02 | 0.31764 | 27.21 | 0.15882 | 14.68 | 0.031764 | 3.13 | 0.31764 | 27.21 | 0.15882 | 14.68 | 0.079409 | 7.63 | 0.015882 | 1.58 | 0.15882 | 14.68 | 0.079409 | 7.63 | 0.039705 | 3.89 | 0.0079409 | 0.79 | 0.031764 | 3.13 | 0.015882 | 1.58 | 0.0079409 | 0.79 | 0.0015882 | 0.16
11.25 | 40 | 0 | 0 | 1 | 39 | 1.8276 | 6.4935 | 1.38 | 4.0208 | 0.0020472 | 2.2 | 0 | 0 | 4314.4384 | 480 | 0.91382 | 3.2468 | 2.0104 | 0.0010236 | 0.45691 | 1.6234 | 1.0052 | 0.0005118 | 0.091382 | 0.32468 | 0.20104 | 0.00010236 | 8:26 | 0.64316 | 47.44 | 0.32158 | 27.5 | 0.16079 | 14.85 | 0.032158 | 3.16 | 0.32158 | 27.5 | 0.16079 | 14.85 | 0.080395 | 7.72 | 0.016079 | 1.6 | 0.16079 | 14.85 | 0.080395 | 7.72 | 0.040197 | 3.94 | 0.0080395 | 0.8 | 0.032158 | 3.16 | 0.016079 | 1.6 | 0.0080395 | 0.8 | 0.0016079 | 0.16
11.25 | 40 | 0 | 0 | 1 | 39 | 1.8354 | 6.4935 | 1.38 | 4.0378 | 0.0020558 | 2.2 | 0 | 0 | 4330.6416 | 480 | 0.91768 | 3.2468 | 2.0189 | 0.0010279 | 0.45884 | 1.6234 | 1.0094 | 0.00051396 | 0.091768 | 0.32468 | 0.20189 | 0.00010279 | 8:26 | 0.65107 | 47.85 | 0.32554 | 27.79 | 0.16277 | 15.02 | 0.032554 | 3.2 | 0.32554 | 27.79 | 0.16277 | 15.02 | 0.081384 | 7.82 | 0.016277 | 1.61 | 0.16277 | 15.02 | 0.081384 | 7.82 | 0.040692 | 3.99 | 0.0081384 | 0.81 | 0.032554 | 3.2 | 0.016277 | 1.61 | 0.0081384 | 0.81 | 0.0016277 | 0.16
11.25 | 40 | 0 | 0 | 1 | 39 | 1.843 | 6.4935 | 1.38 | 4.0547 | 0.0020644 | 2.2 | 0 | 0 | 4346.7334 | 480 | 0.92151 | 3.2468 | 2.0273 | 0.0010322 | 0.46076 | 1.6234 | 1.0137 | 0.00051611 | 0.092151 | 0.32468 | 0.20273 | 0.00010322 | 8:27 | 0.65902 | 48.26 | 0.32951 | 28.07 | 0.16475 | 15.19 | 0.032951 | 3.24 | 0.32951 | 28.07 | 0.16475 | 15.19 | 0.082377 | 7.91 | 0.016475 | 1.63 | 0.16475 | 15.19 | 0.082377 | 7.91 | 0.041189 | 4.04 | 0.0082377 | 0.82 | 0.032951 | 3.24 | 0.016475 | 1.63 | 0.0082377 | 0.82 | 0.0016475 | 0.16
11.25 | 40 | 0 | 0 | 1 | 39 | 1.8506 | 6.4935 | 1.38 | 4.0714 | 0.002073 | 2.2 | 0 | 0 | 4362.7145 | 480 | 0.92532 | 3.2468 | 2.0357 | 0.0010365 | 0.46266 | 1.6234 | 1.0179 | 0.00051824 | 0.092532 | 0.32468 | 0.20357 | 0.00010365 | 8:27 | 0.667 | 48.68 | 0.3335 | 28.36 | 0.16675 | 15.36 | 0.03335 | 3.28 | 0.3335 | 28.36 | 0.16675 | 15.36 | 0.083375 | 8 | 0.016675 | 1.65 | 0.16675 | 15.36 | 0.083375 | 8 | 0.041688 | 4.08 | 0.0083375 | 0.83 | 0.03335 | 3.28 | 0.016675 | 1.65 | 0.0083375 | 0.83 | 0.0016675 | 0.17
11.25 | 40 | 0 | 0 | 1 | 39 | 1.8582 | 6.4935 | 1.38 | 4.088 | 0.0020814 | 2.2 | 0 | 0 | 4378.5858 | 480 | 0.9291 | 3.2468 | 2.044 | 0.0010407 | 0.46455 | 1.6234 | 1.022 | 0.00052036 | 0.09291 | 0.32468 | 0.2044 | 0.00010407 | 8:27 | 0.67501 | 49.09 | 0.33751 | 28.65 | 0.16875 | 15.53 | 0.033751 | 3.32 | 0.33751 | 28.65 | 0.16875 | 15.53 | 0.084377 | 8.09 | 0.016875 | 1.67 | 0.16875 | 15.53 | 0.084377 | 8.09 | 0.042188 | 4.13 | 0.0084377 | 0.84 | 0.033751 | 3.32 | 0.016875 | 1.67 | 0.0084377 | 0.84 | 0.0016875 | 0.17
11.25 | 40 | 0 | 0 | 1 | 39 | 1.8657 | 6.4935 | 1.38 | 4.1046 | 0.0020898 | 2.2 | 0 | 0 | 4394.3479 | 480 | 0.93286 | 3.2468 | 2.0523 | 0.0010449 | 0.46643 | 1.6234 | 1.0261 | 0.00052246 | 0.093286 | 0.32468 | 0.20523 | 0.00010449 | 8:27 | 0.68306 | 49.49 | 0.34153 | 28.93 | 0.17077 | 15.7 | 0.034153 | 3.36 | 0.34153 | 28.93 | 0.17077 | 15.7 | 0.085383 | 8.18 | 0.017077 | 1.69 | 0.17077 | 15.7 | 0.085383 | 8.18 | 0.042691 | 4.18 | 0.0085383 | 0.85 | 0.034153 | 3.36 | 0.017077 | 1.69 | 0.0085383 | 0.85 | 0.0017077 | 0.17
11.25 | 40 | 0 | 0 | 1 | 39 | 1.8732 | 6.4935 | 1.38 | 4.121 | 0.0020982 | 2.2 | 0 | 0 | 4410.0017 | 480 | 0.93659 | 3.2468 | 2.0605 | 0.0010491 | 0.46829 | 1.6234 | 1.0302 | 0.00052455 | 0.093659 | 0.32468 | 0.20605 | 0.00010491 | 8:27 | 0.69114 | 49.9 | 0.34557 | 29.22 | 0.17278 | 15.87 | 0.034557 | 3.4 | 0.34557 | 29.22 | 0.17278 | 15.87 | 0.086392 | 8.28 | 0.017278 | 1.71 | 0.17278 | 15.87 | 0.086392 | 8.28 | 0.043196 | 4.23 | 0.0086392 | 0.86 | 0.034557 | 3.4 | 0.017278 | 1.71 | 0.0086392 | 0.86 | 0.0017278 | 0.17
11.25 | 40 | 0 | 0 | 1 | 39 | 1.8806 | 6.4935 | 1.38 | 4.1373 | 0.0021065 | 2.2 | 0 | 0 | 4425.5479 | 480 | 0.94029 | 3.2468 | 2.0686 | 0.0010532 | 0.47014 | 1.6234 | 1.0343 | 0.00052662 | 0.094029 | 0.32468 | 0.20686 | 0.00010532 | 8:28 | 0.69925 | 50.3 | 0.34962 | 29.5 | 0.17481 | 16.04 | 0.034962 | 3.44 | 0.34962 | 29.5 | 0.17481 | 16.04 | 0.087406 | 8.37 | 0.017481 | 1.73 | 0.17481 | 16.04 | 0.087406 | 8.37 | 0.043703 | 4.28 | 0.0087406 | 0.87 | 0.034962 | 3.44 | 0.017481 | 1.73 | 0.0087406 | 0.87 | 0.0017481 | 0.17
11.25 | 40 | 0 | 0 | 1 | 39 | 1.8879 | 6.4935 | 1.38 | 4.1535 | 0.0021147 | 2.2 | 0 | 0 | 4440.9872 | 480 | 0.94397 | 3.2468 | 2.0767 | 0.0010574 | 0.47198 | 1.6234 | 1.0384 | 0.00052868 | 0.094397 | 0.32468 | 0.20767 | 0.00010574 | 8:28 | 0.70739 | 50.71 | 0.35369 | 29.79 | 0.17685 | 16.21 | 0.035369 | 3.48 | 0.35369 | 29.79 | 0.17685 | 16.21 | 0.088424 | 8.46 | 0.017685 | 1.75 | 0.17685 | 16.21 | 0.088424 | 8.46 | 0.044212 | 4.32 | 0.0088424 | 0.88 | 0.035369 | 3.48 | 0.017685 | 1.75 | 0.0088424 | 0.88 | 0.0017685 | 0.18
11.25 | 40 | 0 | 0 | 1 | 39 | 1.8952 | 6.4935 | 1.38 | 4.1695 | 0.0021229 | 2.2 | 0 | 0 | 4456.3204 | 480 | 0.94762 | 3.2468 | 2.0848 | 0.0010615 | 0.47381 | 1.6234 | 1.0424 | 0.00053073 | 0.094762 | 0.32468 | 0.20848 | 0.00010615 | 8:28 | 0.71556 | 51.11 | 0.35778 | 30.08 | 0.17889 | 16.38 | 0.035778 | 3.51 | 0.35778 | 30.08 | 0.17889 | 16.38 | 0.089445 | 8.56 | 0.017889 | 1.77 | 0.17889 | 16.38 | 0.089445 | 8.56 | 0.044723 | 4.37 | 0.0089445 | 0.89 | 0.035778 | 3.51 | 0.017889 | 1.77 | 0.0089445 | 0.89 | 0.0017889 | 0.18
11.25 | 40 | 0 | 0 | 1 | 39 | 1.9025 | 6.4935 | 1.38 | 4.1855 | 0.002131 | 2.2 | 0 | 0 | 4471.5481 | 480 | 0.95125 | 3.2468 | 2.0927 | 0.0010655 | 0.47562 | 1.6234 | 1.0464 | 0.00053276 | 0.095125 | 0.32468 | 0.20927 | 0.00010655 | 8:28 | 0.72377 | 51.51 | 0.36188 | 30.36 | 0.18094 | 16.55 | 0.036188 | 3.55 | 0.36188 | 30.36 | 0.18094 | 16.55 | 0.090471 | 8.65 | 0.018094 | 1.79 | 0.18094 | 16.55 | 0.090471 | 8.65 | 0.045235 | 4.42 | 0.0090471 | 0.9 | 0.036188 | 3.55 | 0.018094 | 1.79 | 0.0090471 | 0.9 | 0.0018094 | 0.18
11.25 | 40 | 0 | 0 | 1 | 39 | 1.9097 | 6.4935 | 1.38 | 4.2013 | 0.0021391 | 2.2 | 0 | 0 | 4486.6711 | 480 | 0.95485 | 3.2468 | 2.1007 | 0.0010696 | 0.47743 | 1.6234 | 1.0503 | 0.00053478 | 0.095485 | 0.32468 | 0.21007 | 0.00010696 | 8:28 | 0.732 | 51.91 | 0.366 | 30.65 | 0.183 | 16.72 | 0.0366 | 3.59 | 0.366 | 30.65 | 0.183 | 16.72 | 0.0915 | 8.74 | 0.0183 | 1.81 | 0.183 | 16.72 | 0.0915 | 8.74 | 0.04575 | 4.47 | 0.00915 | 0.91 | 0.0366 | 3.59 | 0.0183 | 1.81 | 0.00915 | 0.91 | 0.00183 | 0.18
11.25 | 40 | 0 | 0 | 1 | 39 | 1.9169 | 6.4935 | 1.38 | 4.2171 | 0.0021471 | 2.2 | 0 | 0 | 4501.6902 | 480 | 0.95843 | 3.2468 | 2.1085 | 0.0010736 | 0.47921 | 1.6234 | 1.0543 | 0.00053678 | 0.095843 | 0.32468 | 0.21085 | 0.00010736 | 8:28 | 0.74027 | 52.3 | 0.37013 | 30.94 | 0.18507 | 16.9 | 0.037013 | 3.63 | 0.37013 | 30.94 | 0.18507 | 16.9 | 0.092534 | 8.84 | 0.018507 | 1.83 | 0.18507 | 16.9 | 0.092534 | 8.84 | 0.046267 | 4.52 | 0.0092534 | 0.92 | 0.037013 | 3.63 | 0.018507 | 1.83 | 0.0092534 | 0.92 | 0.0018507 | 0.18
11.25 | 40 | 0 | 0 | 1 | 39 | 1.924 | 6.4935 | 1.38 | 4.2327 | 0.0021551 | 2.2 | 0 | 0 | 4516.606 | 480 | 0.96198 | 3.2468 | 2.1164 | 0.0010775 | 0.48099 | 1.6234 | 1.0582 | 0.00053877 | 0.096198 | 0.32468 | 0.21164 | 0.00010775 | 8:29 | 0.74857 | 52.7 | 0.37428 | 31.22 | 0.18714 | 17.07 | 0.037428 | 3.67 | 0.37428 | 31.22 | 0.18714 | 17.07 | 0.093571 | 8.93 | 0.018714 | 1.85 | 0.18714 | 17.07 | 0.093571 | 8.93 | 0.046785 | 4.57 | 0.0093571 | 0.93 | 0.037428 | 3.67 | 0.018714 | 1.85 | 0.0093571 | 0.93 | 0.0018714 | 0.19
11.25 | 40 | 0 | 0 | 1 | 39 | 1.931 | 6.4935 | 1.38 | 4.2483 | 0.002163 | 2.2 | 0 | 0 | 4531.4193 | 480 | 0.96551 | 3.2468 | 2.1241 | 0.0010815 | 0.48276 | 1.6234 | 1.0621 | 0.00054075 | 0.096551 | 0.32468 | 0.21241 | 0.00010815 | 8:29 | 0.75689 | 53.09 | 0.37845 | 31.51 | 0.18922 | 17.24 | 0.037845 | 3.71 | 0.37845 | 31.51 | 0.18922 | 17.24 | 0.094612 | 9.03 | 0.018922 | 1.87 | 0.18922 | 17.24 | 0.094612 | 9.03 | 0.047306 | 4.62 | 0.0094612 | 0.94 | 0.037845 | 3.71 | 0.018922 | 1.87 | 0.0094612 | 0.94 | 0.0018922 | 0.19
11.25 | 40 | 0 | 0 | 1 | 39 | 1.938 | 6.4935 | 1.38 | 4.2637 | 0.0021709 | 2.2 | 0 | 0 | 4546.1307 | 480 | 0.96902 | 3.2468 | 2.1318 | 0.0010854 | 0.48451 | 1.6234 | 1.0659 | 0.00054271 | 0.096902 | 0.32468 | 0.21318 | 0.00010854 | 8:29 | 0.76525 | 53.48 | 0.38263 | 31.79 | 0.19131 | 17.41 | 0.038263 | 3.75 | 0.38263 | 31.79 | 0.19131 | 17.41 | 0.095657 | 9.12 | 0.019131 | 1.89 | 0.19131 | 17.41 | 0.095657 | 9.12 | 0.047828 | 4.67 | 0.0095657 | 0.95 | 0.038263 | 3.75 | 0.019131 | 1.89 | 0.0095657 | 0.95 | 0.0019131 | 0.19
11.25 | 40 | 0 | 0 | 1 | 39 | 1.945 | 6.4935 | 1.38 | 4.279 | 0.0021786 | 2.2 | 0 | 0 | 4560.741 | 480 | 0.9725 | 3.2468 | 2.1395 | 0.0010893 | 0.48625 | 1.6234 | 1.0697 | 0.00054466 | 0.09725 | 0.32468 | 0.21395 | 0.00010893 | 8:29 | 0.77364 | 53.87 | 0.38682 | 32.08 | 0.19341 | 17.59 | 0.038682 | 3.79 | 0.38682 | 32.08 | 0.19341 | 17.59 | 0.096705 | 9.22 | 0.019341 | 1.92 | 0.19341 | 17.59 | 0.096705 | 9.22 | 0.048352 | 4.72 | 0.0096705 | 0.96 | 0.038682 | 3.79 | 0.019341 | 1.92 | 0.0096705 | 0.96 | 0.0019341 | 0.19
11.25 | 40 | 0 | 0 | 1 | 39 | 1.9519 | 6.4935 | 1.38 | 4.2942 | 0.0021864 | 2.2 | 0 | 0 | 4575.2508 | 480 | 0.97595 | 3.2468 | 2.1471 | 0.0010932 | 0.48798 | 1.6234 | 1.0736 | 0.0005466 | 0.097595 | 0.32468 | 0.21471 | 0.00010932 | 8:29 | 0.78206 | 54.25 | 0.39103 | 32.36 | 0.19551 | 17.76 | 0.039103 | 3.83 | 0.39103 | 32.36 | 0.19551 | 17.76 | 0.097757 | 9.31 | 0.019551 | 1.94 | 0.19551 | 17.76 | 0.097757 | 9.31 | 0.048879 | 4.77 | 0.0097757 | 0.97 | 0.039103 | 3.83 | 0.019551 | 1.94 | 0.0097757 | 0.97 | 0.0019551 | 0.2
11.25 | 40 | 0 | 0 | 1 | 39 | 1.9588 | 6.4935 | 1.38 | 4.3093 | 0.0021941 | 2.2 | 0 | 0 | 4589.6609 | 480 | 0.97939 | 3.2468 | 2.1547 | 0.001097 | 0.48969 | 1.6234 | 1.0773 | 0.00054852 | 0.097939 | 0.32468 | 0.21547 | 0.0001097 | 8:30 | 0.7905 | 54.64 | 0.39525 | 32.65 | 0.19763 | 17.93 | 0.039525 | 3.88 | 0.39525 | 32.65 | 0.19763 | 17.93 | 0.098813 | 9.41 | 0.019763 | 1.96 | 0.19763 | 17.93 | 0.098813 | 9.41 | 0.049407 | 4.82 | 0.0098813 | 0.98 | 0.039525 | 3.88 | 0.019763 | 1.96 | 0.0098813 | 0.98 | 0.0019763 | 0.2
11.25 | 40 | 0 | 0 | 1 | 39 | 1.9656 | 6.4935 | 1.38 | 4.3243 | 0.0022017 | 2.2 | 0 | 0 | 4603.9719 | 480 | 0.9828 | 3.2468 | 2.1622 | 0.0011009 | 0.4914 | 1.6234 | 1.0811 | 0.00055043 | 0.09828 | 0.32468 | 0.21622 | 0.00011009 | 8:30 | 0.79898 | 55.02 | 0.39949 | 32.93 | 0.19975 | 18.11 | 0.039949 | 3.92 | 0.39949 | 32.93 | 0.19975 | 18.11 | 0.099873 | 9.5 | 0.019975 | 1.98 | 0.19975 | 18.11 | 0.099873 | 9.5 | 0.049936 | 4.87 | 0.0099873 | 0.99 | 0.039949 | 3.92 | 0.019975 | 1.98 | 0.0099873 | 0.99 | 0.0019975 | 0.2
11.25 | 40 | 0 | 0 | 1 | 39 | 1.9724 | 6.4935 | 1.38 | 4.3392 | 0.0022093 | 2.2 | 0 | 0 | 4618.1846 | 480 | 0.98618 | 3.2468 | 2.1696 | 0.0011047 | 0.49309 | 1.6234 | 1.0848 | 0.00055233 | 0.098618 | 0.32468 | 0.21696 | 0.00011047 | 8:30 | 0.80749 | 55.4 | 0.40374 | 33.22 | 0.20187 | 18.28 | 0.040374 | 3.96 | 0.40374 | 33.22 | 0.20187 | 18.28 | 0.10094 | 9.6 | 0.020187 | 2 | 0.20187 | 18.28 | 0.10094 | 9.6 | 0.050468 | 4.92 | 0.010094 | 1 | 0.040374 | 3.96 | 0.020187 | 2 | 0.010094 | 1 | 0.0020187 | 0.2
11.25 | 40 | 0 | 0 | 1 | 39 | 1.9791 | 6.4935 | 1.38 | 4.354 | 0.0022168 | 2.2 | 0 | 0 | 4632.2995 | 480 | 0.98955 | 3.2468 | 2.177 | 0.0011084 | 0.49477 | 1.6234 | 1.0885 | 0.00055421 | 0.098955 | 0.32468 | 0.2177 | 0.00011084 | 8:30 | 0.81602 | 55.78 | 0.40801 | 33.5 | 0.20401 | 18.45 | 0.040801 | 4 | 0.40801 | 33.5 | 0.20401 | 18.45 | 0.102 | 9.7 | 0.020401 | 2.02 | 0.20401 | 18.45 | 0.102 | 9.7 | 0.051001 | 4.97 | 0.0102 | 1.01 | 0.040801 | 4 | 0.020401 | 2.02 | 0.0102 | 1.01 | 0.0020401 | 0.2
11.25 | 40 | 0 | 0 | 1 | 39 | 1.9858 | 6.4935 | 1.38 | 4.3687 | 0.0022243 | 2.2 | 0 | 0 | 4646.3174 | 480 | 0.99289 | 3.2468 | 2.1843 | 0.0011122 | 0.49644 | 1.6234 | 1.0922 | 0.00055608 | 0.099289 | 0.32468 | 0.21843 | 0.00011122 | 8:30 | 0.82459 | 56.16 | 0.41229 | 33.79 | 0.20615 | 18.63 | 0.041229 | 4.04 | 0.41229 | 33.79 | 0.20615 | 18.63 | 0.10307 | 9.79 | 0.020615 | 2.04 | 0.20615 | 18.63 | 0.10307 | 9.79 | 0.051537 | 5.02 | 0.010307 | 1.03 | 0.041229 | 4.04 | 0.020615 | 2.04 | 0.010307 | 1.03 | 0.0020615 | 0.21
11.25 | 40 | 0 | 0 | 1 | 39 | 1.9924 | 6.4935 | 1.38 | 4.3833 | 0.0022318 | 2.2 | 0 | 0 | 4660.2389 | 480 | 0.9962 | 3.2468 | 2.1916 | 0.0011159 | 0.4981 | 1.6234 | 1.0958 | 0.00055794 | 0.09962 | 0.32468 | 0.21916 | 0.00011159 | 8:31 | 0.83318 | 56.53 | 0.41659 | 34.07 | 0.20829 | 18.8 | 0.041659 | 4.08 | 0.41659 | 34.07 | 0.20829 | 18.8 | 0.10415 | 9.89 | 0.020829 | 2.06 | 0.20829 | 18.8 | 0.10415 | 9.89 | 0.052074 | 5.07 | 0.010415 | 1.04 | 0.041659 | 4.08 | 0.020829 | 2.06 | 0.010415 | 1.04 | 0.0020829 | 0.21
11.25 | 40 | 0 | 0 | 1 | 39 | 1.999 | 6.4935 | 1.38 | 4.3978 | 0.0022391 | 2.2 | 0 | 0 | 4674.0647 | 480 | 0.9995 | 3.2468 | 2.1989 | 0.0011196 | 0.49975 | 1.6234 | 1.0994 | 0.00055978 | 0.09995 | 0.32468 | 0.21989 | 0.00011196 | 8:31 | 0.8418 | 56.91 | 0.4209 | 34.35 | 0.21045 | 18.98 | 0.04209 | 4.12 | 0.4209 | 34.35 | 0.21045 | 18.98 | 0.10522 | 9.99 | 0.021045 | 2.08 | 0.21045 | 18.98 | 0.10522 | 9.99 | 0.052612 | 5.13 | 0.010522 | 1.05 | 0.04209 | 4.12 | 0.021045 | 2.08 | 0.010522 | 1.05 | 0.0021045 | 0.21
11.25 | 40 | 0 | 0 | 1 | 39 | 2.0055 | 6.4935 | 1.38 | 4.4122 | 0.0022465 | 2.2 | 0 | 0 | 4687.7954 | 480 | 1.0028 | 3.2468 | 2.2061 | 0.0011232 | 0.50138 | 1.6234 | 1.103 | 0.00056161 | 0.10028 | 0.32468 | 0.22061 | 0.00011232 | 8:31 | 0.85045 | 57.28 | 0.42522 | 34.64 | 0.21261 | 19.15 | 0.042522 | 4.16 | 0.42522 | 34.64 | 0.21261 | 19.15 | 0.10631 | 10.09 | 0.021261 | 2.1 | 0.21261 | 19.15 | 0.10631 | 10.09 | 0.053153 | 5.18 | 0.010631 | 1.06 | 0.042522 | 4.16 | 0.021261 | 2.1 | 0.010631 | 1.06 | 0.0021261 | 0.21
11.25 | 40 | 0 | 0 | 1 | 39 | 2.012 | 6.4935 | 1.38 | 4.4265 | 0.0022537 | 2.2 | 0 | 0 | 4701.4317 | 480 | 1.006 | 3.2468 | 2.2132 | 0.0011269 | 0.50301 | 1.6234 | 1.1066 | 0.00056343 | 0.1006 | 0.32468 | 0.22132 | 0.00011269 | 8:31 | 0.85912 | 57.65 | 0.42956 | 34.92 | 0.21478 | 19.33 | 0.042956 | 4.2 | 0.42956 | 34.92 | 0.21478 | 19.33 | 0.10739 | 10.18 | 0.021478 | 2.12 | 0.21478 | 19.33 | 0.10739 | 10.18 | 0.053695 | 5.23 | 0.010739 | 1.07 | 0.042956 | 4.2 | 0.021478 | 2.12 | 0.010739 | 1.07 | 0.0021478 | 0.21
11.25 | 40 | 0 | 0 | 1 | 39 | 2.0185 | 6.4935 | 1.38 | 4.4407 | 0.002261 | 2.2 | 0 | 0 | 4714.9743 | 480 | 1.0092 | 3.2468 | 2.2203 | 0.0011305 | 0.50462 | 1.6234 | 1.1102 | 0.00056524 | 0.10092 | 0.32468 | 0.22203 | 0.00011305 | 8:31 | 0.86783 | 58.01 | 0.43391 | 35.2 | 0.21696 | 19.5 | 0.043391 | 4.25 | 0.43391 | 35.2 | 0.21696 | 19.5 | 0.10848 | 10.28 | 0.021696 | 2.15 | 0.21696 | 19.5 | 0.10848 | 10.28 | 0.054239 | 5.28 | 0.010848 | 1.08 | 0.043391 | 4.25 | 0.021696 | 2.15 | 0.010848 | 1.08 | 0.0021696 | 0.22
11.25 | 40 | 0 | 0 | 1 | 39 | 2.0249 | 6.4935 | 1.38 | 4.4548 | 0.0022681 | 2.2 | 0 | 0 | 4728.4238 | 480 | 1.0124 | 3.2468 | 2.2274 | 0.0011341 | 0.50622 | 1.6234 | 1.1137 | 0.00056704 | 0.10124 | 0.32468 | 0.22274 | 0.00011341 | 8:31 | 0.87656 | 58.38 | 0.43828 | 35.49 | 0.21914 | 19.68 | 0.043828 | 4.29 | 0.43828 | 35.49 | 0.21914 | 19.68 | 0.10957 | 10.38 | 0.021914 | 2.17 | 0.21914 | 19.68 | 0.10957 | 10.38 | 0.054785 | 5.33 | 0.010957 | 1.09 | 0.043828 | 4.29 | 0.021914 | 2.17 | 0.010957 | 1.09 | 0.0021914 | 0.22
11.25 | 40 | 0 | 0 | 1 | 39 | 2.0313 | 6.4935 | 1.38 | 4.4688 | 0.0022753 | 2.2 | 0 | 0 | 4741.7808 | 480 | 1.0156 | 3.2468 | 2.2344 | 0.0011376 | 0.50781 | 1.6234 | 1.1172 | 0.00056882 | 0.10156 | 0.32468 | 0.22344 | 0.00011376 | 8:32 | 0.88532 | 58.74 | 0.44266 | 35.77 | 0.22133 | 19.85 | 0.044266 | 4.33 | 0.44266 | 35.77 | 0.22133 | 19.85 | 0.11067 | 10.48 | 0.022133 | 2.19 | 0.22133 | 19.85 | 0.11067 | 10.48 | 0.055333 | 5.38 | 0.011067 | 1.1 | 0.044266 | 4.33 | 0.022133 | 2.19 | 0.011067 | 1.1 | 0.0022133 | 0.22
11.25 | 40 | 0 | 0 | 1 | 39 | 2.0376 | 6.4935 | 1.38 | 4.4827 | 0.0022823 | 2.2 | 0 | 0 | 4755.046 | 480 | 1.0188 | 3.2468 | 2.2413 | 0.0011412 | 0.50939 | 1.6234 | 1.1207 | 0.00057059 | 0.10188 | 0.32468 | 0.22413 | 0.00011412 | 8:32 | 0.89411 | 59.1 | 0.44705 | 36.05 | 0.22353 | 20.03 | 0.044705 | 4.37 | 0.44705 | 36.05 | 0.22353 | 20.03 | 0.11176 | 10.57 | 0.022353 | 2.21 | 0.22353 | 20.03 | 0.11176 | 10.57 | 0.055882 | 5.43 | 0.011176 | 1.11 | 0.044705 | 4.37 | 0.022353 | 2.21 | 0.011176 | 1.11 | 0.0022353 | 0.22
11.25 | 40 | 0 | 0 | 1 | 39 | 2.0439 | 6.4935 | 1.38 | 4.4965 | 0.0022894 | 2.2 | 0 | 0 | 4768.22 | 480 | 1.0219 | 3.2468 | 2.2482 | 0.0011447 | 0.51096 | 1.6234 | 1.1241 | 0.00057234 | 0.10219 | 0.32468 | 0.22482 | 0.00011447 | 8:32 | 0.90292 | 59.46 | 0.45146 | 36.33 | 0.22573 | 20.21 | 0.045146 | 4.41 | 0.45146 | 36.33 | 0.22573 | 20.21 | 0.11287 | 10.67 | 0.022573 | 2.23 | 0.22573 | 20.21 | 0.11287 | 10.67 | 0.056433 | 5.49 | 0.011287 | 1.12 | 0.045146 | 4.41 | 0.022573 | 2.23 | 0.011287 | 1.12 | 0.0022573 | 0.23
11.25 | 40 | 0 | 0 | 1 | 39 | 2.0501 | 6.4935 | 1.38 | 4.5102 | 0.0022964 | 2.2 | 0 | 0 | 4781.3034 | 480 | 1.025 | 3.2468 | 2.2551 | 0.0011482 | 0.51252 | 1.6234 | 1.1275 | 0.00057409 | 0.1025 | 0.32468 | 0.22551 | 0.00011482 | 8:32 | 0.91176 | 59.82 | 0.45588 | 36.61 | 0.22794 | 20.38 | 0.045588 | 4.46 | 0.45588 | 36.61 | 0.22794 | 20.38 | 0.11397 | 10.77 | 0.022794 | 2.25 | 0.22794 | 20.38 | 0.11397 | 10.77 | 0.056985 | 5.54 | 0.011397 | 1.13 | 0.045588 | 4.46 | 0.022794 | 2.25 | 0.011397 | 1.13 | 0.0022794 | 0.23
11.25 | 40 | 0 | 0 | 1 | 39 | 2.0563 | 6.4935 | 1.38 | 4.5238 | 0.0023033 | 2.2 | 0 | 0 | 4794.2969 | 480 | 1.0281 | 3.2468 | 2.2619 | 0.0011516 | 0.51407 | 1.6234 | 1.131 | 0.00057582 | 0.10281 | 0.32468 | 0.22619 | 0.00011516 | 8:32 | 0.92063 | 60.17 | 0.46032 | 36.89 | 0.23016 | 20.56 | 0.046032 | 4.5 | 0.46032 | 36.89 | 0.23016 | 20.56 | 0.11508 | 10.87 | 0.023016 | 2.28 | 0.23016 | 20.56 | 0.11508 | 10.87 | 0.057539 | 5.59 | 0.011508 | 1.14 | 0.046032 | 4.5 | 0.023016 | 2.28 | 0.011508 | 1.14 | 0.0023016 | 0.23
11.25 | 40 | 0 | 0 | 1 | 39 | 2.0624 | 6.4935 | 1.38 | 4.5373 | 0.0023102 | 2.2 | 0 | 0 | 4807.2011 | 480 | 1.0312 | 3.2468 | 2.2687 | 0.0011551 | 0.51561 | 1.6234 | 1.1343 | 0.00057755 | 0.10312 | 0.32468 | 0.22687 | 0.00011551 | 8:33 | 0.92953 | 60.53 | 0.46476 | 37.17 | 0.23238 | 20.74 | 0.046476 | 4.54 | 0.46476 | 37.17 | 0.23238 | 20.74 | 0.11619 | 10.97 | 0.023238 | 2.3 | 0.23238 | 20.74 | 0.11619 | 10.97 | 0.058095 | 5.64 | 0.011619 | 1.16 | 0.046476 | 4.54 | 0.023238 | 2.3 | 0.011619 | 1.16 | 0.0023238 | 0.23
11.25 | 40 | 0 | 0 | 1 | 39 | 2.0685 | 6.4935 | 1.38 | 4.5508 | 0.002317 | 2.2 | 0 | 0 | 4820.0165 | 480 | 1.0343 | 3.2468 | 2.2754 | 0.0011585 | 0.51713 | 1.6234 | 1.1377 | 0.00057926 | 0.10343 | 0.32468 | 0.22754 | 0.00011585 | 8:33 | 0.93845 | 60.88 | 0.46922 | 37.45 | 0.23461 | 20.91 | 0.046922 | 4.58 | 0.46922 | 37.45 | 0.23461 | 20.91 | 0.11731 | 11.07 | 0.023461 | 2.32 | 0.23461 | 20.91 | 0.11731 | 11.07 | 0.058653 | 5.7 | 0.011731 | 1.17 | 0.046922 | 4.58 | 0.023461 | 2.32 | 0.011731 | 1.17 | 0.0023461 | 0.23
11.25 | 40 | 0 | 0 | 1 | 39 | 2.0746 | 6.4935 | 1.38 | 4.5641 | 0.0023238 | 2.2 | 0 | 0 | 4832.7438 | 480 | 1.0373 | 3.2468 | 2.2821 | 0.0011619 | 0.51865 | 1.6234 | 1.141 | 0.00058095 | 0.10373 | 0.32468 | 0.22821 | 0.00011619 | 8:33 | 0.94739 | 61.22 | 0.4737 | 37.73 | 0.23685 | 21.09 | 0.04737 | 4.63 | 0.4737 | 37.73 | 0.23685 | 21.09 | 0.11842 | 11.17 | 0.023685 | 2.34 | 0.23685 | 21.09 | 0.11842 | 11.17 | 0.059212 | 5.75 | 0.011842 | 1.18 | 0.04737 | 4.63 | 0.023685 | 2.34 | 0.011842 | 1.18 | 0.0023685 | 0.24
11.25 | 40 | 0 | 0 | 1 | 39 | 2.0806 | 6.4935 | 1.38 | 4.5774 | 0.0023306 | 2.2 | 0 | 0 | 4845.3836 | 480 | 1.0403 | 3.2468 | 2.2887 | 0.0011653 | 0.52015 | 1.6234 | 1.1443 | 0.00058264 | 0.10403 | 0.32468 | 0.22887 | 0.00011653 | 8:33 | 0.95637 | 61.57 | 0.47818 | 38.01 | 0.23909 | 21.27 | 0.047818 | 4.67 | 0.47818 | 38.01 | 0.23909 | 21.27 | 0.11955 | 11.27 | 0.023909 | 2.36 | 0.23909 | 21.27 | 0.11955 | 11.27 | 0.059773 | 5.8 | 0.011955 | 1.19 | 0.047818 | 4.67 | 0.023909 | 2.36 | 0.011955 | 1.19 | 0.0023909 | 0.24
11.25 | 40 | 0 | 0 | 1 | 39 | 2.0866 | 6.4935 | 1.38 | 4.5905 | 0.0023373 | 2.2 | 0 | 0 | 4857.9366 | 480 | 1.0433 | 3.2468 | 2.2953 | 0.0011686 | 0.52165 | 1.6234 | 1.1476 | 0.00058431 | 0.10433 | 0.32468 | 0.22953 | 0.00011686 | 8:33 | 0.96536 | 61.92 | 0.48268 | 38.29 | 0.24134 | 21.44 | 0.048268 | 4.71 | 0.48268 | 38.29 | 0.24134 | 21.44 | 0.12067 | 11.37 | 0.024134 | 2.38 | 0.24134 | 21.44 | 0.12067 | 11.37 | 0.060335 | 5.86 | 0.012067 | 1.2 | 0.048268 | 4.71 | 0.024134 | 2.38 | 0.012067 | 1.2 | 0.0024134 | 0.24
11.25 | 40 | 0 | 0 | 1 | 39 | 2.0925 | 6.4935 | 1.38 | 4.6036 | 0.0023439 | 2.2 | 0 | 0 | 4870.4032 | 480 | 1.0463 | 3.2468 | 2.3018 | 0.001172 | 0.52313 | 1.6234 | 1.1509 | 0.00058598 | 0.10463 | 0.32468 | 0.23018 | 0.0001172 | 8:34 | 0.97439 | 62.26 | 0.48719 | 38.57 | 0.2436 | 21.62 | 0.048719 | 4.76 | 0.48719 | 38.57 | 0.2436 | 21.62 | 0.1218 | 11.47 | 0.02436 | 2.41 | 0.2436 | 21.62 | 0.1218 | 11.47 | 0.060899 | 5.91 | 0.01218 | 1.21 | 0.048719 | 4.76 | 0.02436 | 2.41 | 0.01218 | 1.21 | 0.002436 | 0.24
11.25 | 40 | 0 | 0 | 1 | 39 | 2.0984 | 6.4935 | 1.38 | 4.6166 | 0.0023505 | 2.2 | 0 | 0 | 4882.7841 | 480 | 1.0492 | 3.2468 | 2.3083 | 0.0011753 | 0.52461 | 1.6234 | 1.1541 | 0.00058763 | 0.10492 | 0.32468 | 0.23083 | 0.00011753 | 8:34 | 0.98344 | 62.6 | 0.49172 | 38.84 | 0.24586 | 21.8 | 0.049172 | 4.8 | 0.49172 | 38.84 | 0.24586 | 21.8 | 0.12293 | 11.57 | 0.024586 | 2.43 | 0.24586 | 21.8 | 0.12293 | 11.57 | 0.061465 | 5.96 | 0.012293 | 1.22 | 0.049172 | 4.8 | 0.024586 | 2.43 | 0.012293 | 1.22 | 0.0024586 | 0.25
11.25 | 40 | 0 | 0 | 1 | 39 | 2.1043 | 6.4935 | 1.38 | 4.6294 | 0.0023571 | 2.2 | 0 | 0 | 4895.0799 | 480 | 1.0521 | 3.2468 | 2.3147 | 0.0011785 | 0.52607 | 1.6234 | 1.1574 | 0.00058927 | 0.10521 | 0.32468 | 0.23147 | 0.00011785 | 8:34 | 0.99251 | 62.94 | 0.49626 | 39.12 | 0.24813 | 21.97 | 0.049626 | 4.84 | 0.49626 | 39.12 | 0.24813 | 21.97 | 0.12406 | 11.67 | 0.024813 | 2.45 | 0.24813 | 21.97 | 0.12406 | 11.67 | 0.062032 | 6.01 | 0.012406 | 1.23 | 0.049626 | 4.84 | 0.024813 | 2.45 | 0.012406 | 1.23 | 0.0024813 | 0.25
11.25 | 40 | 0 | 0 | 1 | 39 | 2.1101 | 6.4935 | 1.38 | 4.6422 | 0.0023636 | 2.2 | 0 | 0 | 4907.2911 | 480 | 1.0551 | 3.2468 | 2.3211 | 0.0011818 | 0.52753 | 1.6234 | 1.1606 | 0.0005909 | 0.10551 | 0.32468 | 0.23211 | 0.00011818 | 8:34 | 1.0016 | 63.27 | 0.50081 | 39.4 | 0.2504 | 22.15 | 0.050081 | 4.88 | 0.50081 | 39.4 | 0.2504 | 22.15 | 0.1252 | 11.77 | 0.02504 | 2.47 | 0.2504 | 22.15 | 0.1252 | 11.77 | 0.062601 | 6.07 | 0.01252 | 1.24 | 0.050081 | 4.88 | 0.02504 | 2.47 | 0.01252 | 1.24 | 0.002504 | 0.25
11.25 | 40 | 0 | 0 | 1 | 39 | 2.1159 | 6.4935 | 1.38 | 4.655 | 0.0023701 | 2.2 | 0 | 0 | 4919.4185 | 480 | 1.0579 | 3.2468 | 2.3275 | 0.001185 | 0.52897 | 1.6234 | 1.1637 | 0.00059252 | 0.10579 | 0.32468 | 0.23275 | 0.0001185 | 8:34 | 1.0107 | 63.6 | 0.50537 | 39.67 | 0.25268 | 22.33 | 0.050537 | 4.93 | 0.50537 | 39.67 | 0.25268 | 22.33 | 0.12634 | 11.87 | 0.025268 | 2.5 | 0.25268 | 22.33 | 0.12634 | 11.87 | 0.063171 | 6.12 | 0.012634 | 1.26 | 0.050537 | 4.93 | 0.025268 | 2.5 | 0.012634 | 1.26 | 0.0025268 | 0.25
11.25 | 40 | 0 | 0 | 1 | 39 | 2.1216 | 6.4935 | 1.38 | 4.6676 | 0.0023765 | 2.2 | 0 | 0 | 4931.4624 | 480 | 1.0608 | 3.2468 | 2.3338 | 0.0011882 | 0.53041 | 1.6234 | 1.1669 | 0.00059412 | 0.10608 | 0.32468 | 0.23338 | 0.00011882 | 8:34 | 1.0199 | 63.94 | 0.50994 | 39.95 | 0.25497 | 22.51 | 0.050994 | 4.97 | 0.50994 | 39.95 | 0.25497 | 22.51 | 0.12749 | 11.97 | 0.025497 | 2.52 | 0.25497 | 22.51 | 0.12749 | 11.97 | 0.063743 | 6.18 | 0.012749 | 1.27 | 0.050994 | 4.97 | 0.025497 | 2.52 | 0.012749 | 1.27 | 0.0025497 | 0.25
11.25 | 40 | 0 | 0 | 1 | 39 | 2.1273 | 6.4935 | 1.38 | 4.6801 | 0.0023829 | 2.2 | 0 | 0 | 4943.4235 | 480 | 1.0637 | 3.2468 | 2.3401 | 0.0011914 | 0.53183 | 1.6234 | 1.17 | 0.00059572 | 0.10637 | 0.32468 | 0.23401 | 0.00011914 | 8:35 | 1.0291 | 64.27 | 0.51453 | 40.22 | 0.25727 | 22.68 | 0.051453 | 5.02 | 0.51453 | 40.22 | 0.25727 | 22.68 | 0.12863 | 12.07 | 0.025727 | 2.54 | 0.25727 | 22.68 | 0.12863 | 12.07 | 0.064316 | 6.23 | 0.012863 | 1.28 | 0.051453 | 5.02 | 0.025727 | 2.54 | 0.012863 | 1.28 | 0.0025727 | 0.26
11.25 | 40 | 0 | 0 | 1 | 39 | 2.133 | 6.4935 | 1.38 | 4.6926 | 0.0023892 | 2.2 | 0 | 0 | 4955.3024 | 480 | 1.0665 | 3.2468 | 2.3463 | 0.0011946 | 0.53325 | 1.6234 | 1.1731 | 0.00059731 | 0.10665 | 0.32468 | 0.23463 | 0.00011946 | 8:35 | 1.0383 | 64.59 | 0.51913 | 40.5 | 0.25956 | 22.86 | 0.051913 | 5.06 | 0.51913 | 40.5 | 0.25956 | 22.86 | 0.12978 | 12.17 | 0.025956 | 2.56 | 0.25956 | 22.86 | 0.12978 | 12.17 | 0.064891 | 6.28 | 0.012978 | 1.29 | 0.051913 | 5.06 | 0.025956 | 2.56 | 0.012978 | 1.29 | 0.0025956 | 0.26
11.25 | 40 | 0 | 0 | 1 | 39 | 2.1386 | 6.4935 | 1.38 | 4.7049 | 0.0023955 | 2.2 | 0 | 0 | 4967.0996 | 480 | 1.0693 | 3.2468 | 2.3525 | 0.0011978 | 0.53465 | 1.6234 | 1.1762 | 0.00059888 | 0.10693 | 0.32468 | 0.23525 | 0.00011978 | 8:35 | 1.0475 | 64.92 | 0.52374 | 40.77 | 0.26187 | 23.04 | 0.052374 | 5.1 | 0.52374 | 40.77 | 0.26187 | 23.04 | 0.13094 | 12.27 | 0.026187 | 2.58 | 0.26187 | 23.04 | 0.13094 | 12.27 | 0.065468 | 6.34 | 0.013094 | 1.3 | 0.052374 | 5.1 | 0.026187 | 2.58 | 0.013094 | 1.3 | 0.0026187 | 0.26
11.25 | 40 | 0 | 0 | 1 | 39 | 2.1442 | 6.4935 | 1.38 | 4.7172 | 0.0024018 | 2.2 | 0 | 0 | 4978.8158 | 480 | 1.0721 | 3.2468 | 2.3586 | 0.0012009 | 0.53605 | 1.6234 | 1.1793 | 0.00060044 | 0.10721 | 0.32468 | 0.23586 | 0.00012009 | 8:35 | 1.0567 | 65.24 | 0.52836 | 41.04 | 0.26418 | 23.22 | 0.052836 | 5.15 | 0.52836 | 41.04 | 0.26418 | 23.22 | 0.13209 | 12.37 | 0.026418 | 2.61 | 0.26418 | 23.22 | 0.13209 | 12.37 | 0.066046 | 6.39 | 0.013209 | 1.31 | 0.052836 | 5.15 | 0.026418 | 2.61 | 0.013209 | 1.31 | 0.0026418 | 0.26
11.25 | 40 | 0 | 0 | 1 | 39 | 2.1497 | 6.4935 | 1.38 | 4.7294 | 0.002408 | 2.2 | 0 | 0 | 4990.4513 | 480 | 1.0749 | 3.2468 | 2.3647 | 0.001204 | 0.53743 | 1.6234 | 1.1824 | 0.00060199 | 0.10749 | 0.32468 | 0.23647 | 0.0001204 | 8:35 | 1.066 | 65.56 | 0.533 | 41.32 | 0.2665 | 23.39 | 0.0533 | 5.19 | 0.533 | 41.32 | 0.2665 | 23.39 | 0.13325 | 12.48 | 0.02665 | 2.63 | 0.2665 | 23.39 | 0.13325 | 12.48 | 0.066625 | 6.45 | 0.013325 | 1.32 | 0.0533 | 5.19 | 0.02665 | 2.63 | 0.013325 | 1.32 | 0.002665 | 0.27
11.25 | 40 | 0 | 0 | 1 | 39 | 2.1552 | 6.4935 | 1.38 | 4.7415 | 0.0024141 | 2.2 | 0 | 0 | 5002.0069 | 480 | 1.0776 | 3.2468 | 2.3708 | 0.0012071 | 0.53881 | 1.6234 | 1.1854 | 0.00060354 | 0.10776 | 0.32468 | 0.23708 | 0.00012071 | 8:36 | 1.0753 | 65.88 | 0.53765 | 41.59 | 0.26882 | 23.57 | 0.053765 | 5.23 | 0.53765 | 41.59 | 0.26882 | 23.57 | 0.13441 | 12.58 | 0.026882 | 2.65 | 0.26882 | 23.57 | 0.13441 | 12.58 | 0.067206 | 6.5 | 0.013441 | 1.34 | 0.053765 | 5.23 | 0.026882 | 2.65 | 0.013441 | 1.34 | 0.0026882 | 0.27
11.25 | 40 | 0 | 0 | 1 | 39 | 2.1607 | 6.4935 | 1.38 | 4.7535 | 0.0024203 | 2.2 | 0 | 0 | 5013.4831 | 480 | 1.0804 | 3.2468 | 2.3768 | 0.0012101 | 0.54018 | 1.6234 | 1.1884 | 0.00060507 | 0.10804 | 0.32468 | 0.23768 | 0.00012101 | 8:36 | 1.0846 | 66.2 | 0.54231 | 41.86 | 0.27115 | 23.75 | 0.054231 | 5.28 | 0.54231 | 41.86 | 0.27115 | 23.75 | 0.13558 | 12.68 | 0.027115 | 2.68 | 0.27115 | 23.75 | 0.13558 | 12.68 | 0.067788 | 6.55 | 0.013558 | 1.35 | 0.054231 | 5.28 | 0.027115 | 2.68 | 0.013558 | 1.35 | 0.0027115 | 0.27
11.25 | 40 | 0 | 0 | 1 | 39 | 2.1661 | 6.4935 | 1.38 | 4.7655 | 0.0024264 | 2.2 | 0 | 0 | 5024.8803 | 480 | 1.0831 | 3.2468 | 2.3827 | 0.0012132 | 0.54153 | 1.6234 | 1.1914 | 0.00060659 | 0.10831 | 0.32468 | 0.23827 | 0.00012132 | 8:36 | 1.094 | 66.51 | 0.54698 | 42.13 | 0.27349 | 23.93 | 0.054698 | 5.32 | 0.54698 | 42.13 | 0.27349 | 23.93 | 0.13674 | 12.78 | 0.027349 | 2.7 | 0.27349 | 23.93 | 0.13674 | 12.78 | 0.068372 | 6.61 | 0.013674 | 1.36 | 0.054698 | 5.32 | 0.027349 | 2.7 | 0.013674 | 1.36 | 0.0027349 | 0.27
11.25 | 40 | 0 | 0 | 1 | 39 | 2.1715 | 6.4935 | 1.38 | 4.7774 | 0.0024324 | 2.2 | 0 | 0 | 5036.1992 | 480 | 1.0858 | 3.2468 | 2.3887 | 0.0012162 | 0.54288 | 1.6234 | 1.1943 | 0.0006081 | 0.10858 | 0.32468 | 0.23887 | 0.00012162 | 8:36 | 1.1033 | 66.82 | 0.55166 | 42.4 | 0.27583 | 24.11 | 0.055166 | 5.37 | 0.55166 | 42.4 | 0.27583 | 24.11 | 0.13791 | 12.88 | 0.027583 | 2.72 | 0.27583 | 24.11 | 0.13791 | 12.88 | 0.068957 | 6.66 | 0.013791 | 1.37 | 0.055166 | 5.37 | 0.027583 | 2.72 | 0.013791 | 1.37 | 0.0027583 | 0.28
11.25 | 40 | 0 | 0 | 1 | 39 | 2.1769 | 6.4935 | 1.38 | 4.7891 | 0.0024384 | 2.2 | 0 | 0 | 5047.4403 | 480 | 1.0884 | 3.2468 | 2.3946 | 0.0012192 | 0.54422 | 1.6234 | 1.1973 | 0.0006096 | 0.10884 | 0.32468 | 0.23946 | 0.00012192 | 8:36 | 1.1127 | 67.13 | 0.55635 | 42.67 | 0.27818 | 24.28 | 0.055635 | 5.41 | 0.55635 | 42.67 | 0.27818 | 24.28 | 0.13909 | 12.98 | 0.027818 | 2.74 | 0.27818 | 24.28 | 0.13909 | 12.98 | 0.069544 | 6.72 | 0.013909 | 1.38 | 0.055635 | 5.41 | 0.027818 | 2.74 | 0.013909 | 1.38 | 0.0027818 | 0.28
11.25 | 40 | 0 | 0 | 1 | 39 | 2.1822 | 6.4935 | 1.38 | 4.8008 | 0.0024443 | 2.2 | 0 | 0 | 5058.604 | 480 | 1.0911 | 3.2468 | 2.4004 | 0.0012222 | 0.54555 | 1.6234 | 1.2002 | 0.00061109 | 0.10911 | 0.32468 | 0.24004 | 0.00012222 | 8:37 | 1.1221 | 67.44 | 0.56106 | 42.94 | 0.28053 | 24.46 | 0.056106 | 5.46 | 0.56106 | 42.94 | 0.28053 | 24.46 | 0.14026 | 13.09 | 0.028053 | 2.77 | 0.28053 | 24.46 | 0.14026 | 13.09 | 0.070132 | 6.77 | 0.014026 | 1.39 | 0.056106 | 5.46 | 0.028053 | 2.77 | 0.014026 | 1.39 | 0.0028053 | 0.28
11.25 | 40 | 0 | 0 | 1 | 39 | 2.1875 | 6.4935 | 1.38 | 4.8125 | 0.0024503 | 2.2 | 0 | 0 | 5069.6911 | 480 | 1.0937 | 3.2468 | 2.4062 | 0.0012251 | 0.54687 | 1.6234 | 1.2031 | 0.00061257 | 0.10937 | 0.32468 | 0.24062 | 0.00012251 | 8:37 | 1.1315 | 67.75 | 0.56577 | 43.21 | 0.28289 | 24.64 | 0.056577 | 5.5 | 0.56577 | 43.21 | 0.28289 | 24.64 | 0.14144 | 13.19 | 0.028289 | 2.79 | 0.28289 | 24.64 | 0.14144 | 13.19 | 0.070722 | 6.83 | 0.014144 | 1.4 | 0.056577 | 5.5 | 0.028289 | 2.79 | 0.014144 | 1.4 | 0.0028289 | 0.28
11.25 | 40 | 0 | 0 | 1 | 39 | 2.1927 | 6.4935 | 1.38 | 4.824 | 0.0024561 | 2.2 | 0 | 0 | 5080.7019 | 480 | 1.0964 | 3.2468 | 2.412 | 0.0012281 | 0.54818 | 1.6234 | 1.206 | 0.00061403 | 0.10964 | 0.32468 | 0.2412 | 0.00012281 | 8:37 | 1.141 | 68.05 | 0.5705 | 43.48 | 0.28525 | 24.82 | 0.05705 | 5.55 | 0.5705 | 43.48 | 0.28525 | 24.82 | 0.14263 | 13.29 | 0.028525 | 2.81 | 0.28525 | 24.82 | 0.14263 | 13.29 | 0.071313 | 6.88 | 0.014263 | 1.42 | 0.05705 | 5.55 | 0.028525 | 2.81 | 0.014263 | 1.42 | 0.0028525 | 0.28
11.25 | 40 | 0 | 0 | 1 | 39 | 2.1979 | 6.4935 | 1.38 | 4.8355 | 0.002462 | 2.2 | 0 | 0 | 5091.637 | 480 | 1.099 | 3.2468 | 2.4177 | 0.001231 | 0.54948 | 1.6234 | 1.2089 | 0.00061549 | 0.1099 | 0.32468 | 0.24177 | 0.0001231 | 8:37 | 1.1505 | 68.35 | 0.57524 | 43.74 | 0.28762 | 25 | 0.057524 | 5.59 | 0.57524 | 43.74 | 0.28762 | 25 | 0.14381 | 13.39 | 0.028762 | 2.84 | 0.28762 | 25 | 0.14381 | 13.39 | 0.071905 | 6.94 | 0.014381 | 1.43 | 0.057524 | 5.59 | 0.028762 | 2.84 | 0.014381 | 1.43 | 0.0028762 | 0.29
11.25 | 40 | 0 | 0 | 1 | 39 | 2.2031 | 6.4935 | 1.38 | 4.8468 | 0.0024678 | 2.2 | 0 | 0 | 5102.4969 | 480 | 1.1016 | 3.2468 | 2.4234 | 0.0012339 | 0.55078 | 1.6234 | 1.2117 | 0.00061694 | 0.11016 | 0.32468 | 0.24234 | 0.00012339 | 8:37 | 1.16 | 68.65 | 0.57999 | 44.01 | 0.29 | 25.17 | 0.057999 | 5.63 | 0.57999 | 44.01 | 0.29 | 25.17 | 0.145 | 13.5 | 0.029 | 2.86 | 0.29 | 25.17 | 0.145 | 13.5 | 0.072499 | 6.99 | 0.0145 | 1.44 | 0.057999 | 5.63 | 0.029 | 2.86 | 0.0145 | 1.44 | 0.0029 | 0.29
11.25 | 40 | 0 | 0 | 1 | 39 | 2.2082 | 6.4935 | 1.38 | 4.8581 | 0.0024735 | 2.2 | 0 | 0 | 5113.2822 | 480 | 1.1041 | 3.2468 | 2.4291 | 0.0012368 | 0.55206 | 1.6234 | 1.2145 | 0.00061838 | 0.11041 | 0.32468 | 0.24291 | 0.00012368 | 8:37 | 1.1695 | 68.95 | 0.58475 | 44.28 | 0.29238 | 25.35 | 0.058475 | 5.68 | 0.58475 | 44.28 | 0.29238 | 25.35 | 0.14619 | 13.6 | 0.029238 | 2.88 | 0.29238 | 25.35 | 0.14619 | 13.6 | 0.073094 | 7.05 | 0.014619 | 1.45 | 0.058475 | 5.68 | 0.029238 | 2.88 | 0.014619 | 1.45 | 0.0029238 | 0.29
11.25 | 40 | 0 | 0 | 1 | 39 | 2.2134 | 6.4935 | 1.38 | 4.8694 | 0.0024792 | 2.2 | 0 | 0 | 5123.9933 | 480 | 1.1067 | 3.2468 | 2.4347 | 0.0012396 | 0.55334 | 1.6234 | 1.2173 | 0.00061981 | 0.11067 | 0.32468 | 0.24347 | 0.00012396 | 8:38 | 1.1791 | 69.24 | 0.58953 | 44.54 | 0.29476 | 25.53 | 0.058953 | 5.72 | 0.58953 | 44.54 | 0.29476 | 25.53 | 0.14738 | 13.7 | 0.029476 | 2.9 | 0.29476 | 25.53 | 0.14738 | 13.7 | 0.073691 | 7.1 | 0.014738 | 1.46 | 0.058953 | 5.72 | 0.029476 | 2.9 | 0.014738 | 1.46 | 0.0029476 | 0.29
11.25 | 40 | 0 | 0 | 1 | 39 | 2.2184 | 6.4935 | 1.38 | 4.8805 | 0.0024849 | 2.2 | 0 | 0 | 5134.6308 | 480 | 1.1092 | 3.2468 | 2.4403 | 0.0012425 | 0.5546 | 1.6234 | 1.2201 | 0.00062123 | 0.11092 | 0.32468 | 0.24403 | 0.00012425 | 8:38 | 1.1886 | 69.54 | 0.59431 | 44.81 | 0.29716 | 25.71 | 0.059431 | 5.77 | 0.59431 | 44.81 | 0.29716 | 25.71 | 0.14858 | 13.81 | 0.029716 | 2.93 | 0.29716 | 25.71 | 0.14858 | 13.81 | 0.074289 | 7.16 | 0.014858 | 1.47 | 0.059431 | 5.77 | 0.029716 | 2.93 | 0.014858 | 1.47 | 0.0029716 | 0.3
11.25 | 40 | 0 | 0 | 1 | 39 | 2.2235 | 6.4935 | 1.38 | 4.8916 | 0.0024906 | 2.2 | 0 | 0 | 5145.1951 | 480 | 1.1117 | 3.2468 | 2.4458 | 0.0012453 | 0.55586 | 1.6234 | 1.2229 | 0.00062264 | 0.11117 | 0.32468 | 0.24458 | 0.00012453 | 8:38 | 1.1982 | 69.83 | 0.5991 | 45.07 | 0.29955 | 25.88 | 0.05991 | 5.82 | 0.5991 | 45.07 | 0.29955 | 25.88 | 0.14978 | 13.91 | 0.029955 | 2.95 | 0.29955 | 25.88 | 0.14978 | 13.91 | 0.074888 | 7.22 | 0.014978 | 1.49 | 0.05991 | 5.82 | 0.029955 | 2.95 | 0.014978 | 1.49 | 0.0029955 | 0.3
11.25 | 40 | 0 | 0 | 1 | 39 | 2.2284 | 6.4935 | 1.38 | 4.9026 | 0.0024962 | 2.2 | 0 | 0 | 5155.6869 | 480 | 1.1142 | 3.2468 | 2.4513 | 0.0012481 | 0.55711 | 1.6234 | 1.2256 | 0.00062404 | 0.11142 | 0.32468 | 0.24513 | 0.00012481 | 8:38 | 1.2078 | 70.12 | 0.60391 | 45.33 | 0.30195 | 26.06 | 0.060391 | 5.86 | 0.60391 | 45.33 | 0.30195 | 26.06 | 0.15098 | 14.01 | 0.030195 | 2.97 | 0.30195 | 26.06 | 0.15098 | 14.01 | 0.075489 | 7.27 | 0.015098 | 1.5 | 0.060391 | 5.86 | 0.030195 | 2.97 | 0.015098 | 1.5 | 0.0030195 | 0.3
11.25 | 40 | 0 | 0 | 1 | 39 | 2.2334 | 6.4935 | 1.38 | 4.9135 | 0.0025017 | 2.2 | 0 | 0 | 5166.1064 | 480 | 1.1167 | 3.2468 | 2.4568 | 0.0012509 | 0.55835 | 1.6234 | 1.2284 | 0.00062543 | 0.11167 | 0.32468 | 0.24568 | 0.00012509 | 8:38 | 1.2175 | 70.4 | 0.60873 | 45.6 | 0.30436 | 26.24 | 0.060873 | 5.91 | 0.60873 | 45.6 | 0.30436 | 26.24 | 0.15218 | 14.12 | 0.030436 | 3 | 0.30436 | 26.24 | 0.15218 | 14.12 | 0.076091 | 7.33 | 0.015218 | 1.51 | 0.060873 | 5.91 | 0.030436 | 3 | 0.015218 | 1.51 | 0.0030436 | 0.3
11.25 | 40 | 0 | 0 | 1 | 39 | 2.2383 | 6.4935 | 1.38 | 4.9244 | 0.0025072 | 2.2 | 0 | 0 | 5176.4544 | 480 | 1.1192 | 3.2468 | 2.4622 | 0.0012536 | 0.55959 | 1.6234 | 1.2311 | 0.00062681 | 0.11192 | 0.32468 | 0.24622 | 0.00012536 | 8:39 | 1.2271 | 70.69 | 0.61355 | 45.86 | 0.30678 | 26.42 | 0.061355 | 5.95 | 0.61355 | 45.86 | 0.30678 | 26.42 | 0.15339 | 14.22 | 0.030678 | 3.02 | 0.30678 | 26.42 | 0.15339 | 14.22 | 0.076694 | 7.38 | 0.015339 | 1.52 | 0.061355 | 5.95 | 0.030678 | 3.02 | 0.015339 | 1.52 | 0.0030678 | 0.31
11.25 | 40 | 0 | 0 | 1 | 39 | 2.2432 | 6.4935 | 1.38 | 4.9351 | 0.0025127 | 2.2 | 0 | 0 | 5186.7312 | 480 | 1.1216 | 3.2468 | 2.4676 | 0.0012564 | 0.56081 | 1.6234 | 1.2338 | 0.00062818 | 0.11216 | 0.32468 | 0.24676 | 0.00012564 | 8:39 | 1.2368 | 70.97 | 0.61839 | 46.12 | 0.30919 | 26.6 | 0.061839 | 6 | 0.61839 | 46.12 | 0.30919 | 26.6 | 0.1546 | 14.32 | 0.030919 | 3.04 | 0.30919 | 26.6 | 0.1546 | 14.32 | 0.077299 | 7.44 | 0.01546 | 1.53 | 0.061839 | 6 | 0.030919 | 3.04 | 0.01546 | 1.53 | 0.0030919 | 0.31
11.25 | 40 | 0 | 0 | 1 | 39 | 2.2481 | 6.4935 | 1.38 | 4.9458 | 0.0025182 | 2.2 | 0 | 0 | 5196.9374 | 480 | 1.1241 | 3.2468 | 2.4729 | 0.0012591 | 0.56203 | 1.6234 | 1.2365 | 0.00062954 | 0.11241 | 0.32468 | 0.24729 | 0.00012591 | 8:39 | 1.2465 | 71.25 | 0.62324 | 46.38 | 0.31162 | 26.77 | 0.062324 | 6.04 | 0.62324 | 46.38 | 0.31162 | 26.77 | 0.15581 | 14.43 | 0.031162 | 3.07 | 0.31162 | 26.77 | 0.15581 | 14.43 | 0.077905 | 7.49 | 0.015581 | 1.55 | 0.062324 | 6.04 | 0.031162 | 3.07 | 0.015581 | 1.55 | 0.0031162 | 0.31
11.25 | 40 | 0 | 0 | 1 | 39 | 2.2529 | 6.4935 | 1.38 | 4.9564 | 0.0025236 | 2.2 | 0 | 0 | 5207.0734 | 480 | 1.1265 | 3.2468 | 2.4782 | 0.0012618 | 0.56323 | 1.6234 | 1.2391 | 0.00063089 | 0.11265 | 0.32468 | 0.24782 | 0.00012618 | 8:39 | 1.2562 | 71.53 | 0.62809 | 46.64 | 0.31405 | 26.95 | 0.062809 | 6.09 | 0.62809 | 46.64 | 0.31405 | 26.95 | 0.15702 | 14.53 | 0.031405 | 3.09 | 0.31405 | 26.95 | 0.15702 | 14.53 | 0.078512 | 7.55 | 0.015702 | 1.56 | 0.062809 | 6.09 | 0.031405 | 3.09 | 0.015702 | 1.56 | 0.0031405 | 0.31
11.25 | 40 | 0 | 0 | 1 | 39 | 2.2577 | 6.4935 | 1.38 | 4.967 | 0.0025289 | 2.2 | 0 | 0 | 5217.1397 | 480 | 1.1289 | 3.2468 | 2.4835 | 0.0012645 | 0.56443 | 1.6234 | 1.2417 | 0.00063224 | 0.11289 | 0.32468 | 0.24835 | 0.00012645 | 8:39 | 1.2659 | 71.8 | 0.63296 | 46.9 | 0.31648 | 27.13 | 0.063296 | 6.13 | 0.63296 | 46.9 | 0.31648 | 27.13 | 0.15824 | 14.64 | 0.031648 | 3.12 | 0.31648 | 27.13 | 0.15824 | 14.64 | 0.07912 | 7.61 | 0.015824 | 1.57 | 0.063296 | 6.13 | 0.031648 | 3.12 | 0.015824 | 1.57 | 0.0031648 | 0.32
11.25 | 40 | 0 | 0 | 1 | 39 | 2.2625 | 6.4935 | 1.38 | 4.9775 | 0.0025343 | 2.2 | 0 | 0 | 5227.1368 | 480 | 1.1312 | 3.2468 | 2.4887 | 0.0012671 | 0.56562 | 1.6234 | 1.2444 | 0.00063357 | 0.11312 | 0.32468 | 0.24887 | 0.00012671 | 8:40 | 1.2757 | 72.08 | 0.63784 | 47.16 | 0.31892 | 27.31 | 0.063784 | 6.18 | 0.63784 | 47.16 | 0.31892 | 27.31 | 0.15946 | 14.74 | 0.031892 | 3.14 | 0.31892 | 27.31 | 0.15946 | 14.74 | 0.07973 | 7.66 | 0.015946 | 1.58 | 0.063784 | 6.18 | 0.031892 | 3.14 | 0.015946 | 1.58 | 0.0031892 | 0.32
11.25 | 40 | 0 | 0 | 1 | 39 | 2.2672 | 6.4935 | 1.38 | 4.9879 | 0.0025396 | 2.2 | 0 | 0 | 5237.0651 | 480 | 1.1336 | 3.2468 | 2.4939 | 0.0012698 | 0.5668 | 1.6234 | 1.247 | 0.00063489 | 0.11336 | 0.32468 | 0.24939 | 0.00012698 | 8:40 | 1.2855 | 72.35 | 0.64273 | 47.41 | 0.32136 | 27.48 | 0.064273 | 6.23 | 0.64273 | 47.41 | 0.32136 | 27.48 | 0.16068 | 14.84 | 0.032136 | 3.16 | 0.32136 | 27.48 | 0.16068 | 14.84 | 0.080341 | 7.72 | 0.016068 | 1.59 | 0.064273 | 6.23 | 0.032136 | 3.16 | 0.016068 | 1.59 | 0.0032136 | 0.32
11.25 | 40 | 0 | 0 | 1 | 39 | 2.2719 | 6.4935 | 1.38 | 4.9982 | 0.0025448 | 2.2 | 0 | 0 | 5246.9252 | 480 | 1.136 | 3.2468 | 2.4991 | 0.0012724 | 0.56798 | 1.6234 | 1.2496 | 0.00063621 | 0.1136 | 0.32468 | 0.24991 | 0.00012724 | 8:40 | 1.2953 | 72.62 | 0.64763 | 47.67 | 0.32381 | 27.66 | 0.064763 | 6.27 | 0.64763 | 47.67 | 0.32381 | 27.66 | 0.16191 | 14.95 | 0.032381 | 3.19 | 0.32381 | 27.66 | 0.16191 | 14.95 | 0.080954 | 7.78 | 0.016191 | 1.61 | 0.064763 | 6.27 | 0.032381 | 3.19 | 0.016191 | 1.61 | 0.0032381 | 0.32
11.25 | 40 | 0 | 0 | 1 | 39 | 2.2766 | 6.4935 | 1.38 | 5.0085 | 0.0025501 | 2.2 | 0 | 0 | 5256.7176 | 480 | 1.1383 | 3.2468 | 2.5042 | 0.001275 | 0.56914 | 1.6234 | 1.2521 | 0.00063752 | 0.11383 | 0.32468 | 0.25042 | 0.0001275 | 8:40 | 1.3051 | 72.88 | 0.65254 | 47.93 | 0.32627 | 27.84 | 0.065254 | 6.32 | 0.65254 | 47.93 | 0.32627 | 27.84 | 0.16313 | 15.05 | 0.032627 | 3.21 | 0.32627 | 27.84 | 0.16313 | 15.05 | 0.081567 | 7.83 | 0.016313 | 1.62 | 0.065254 | 6.32 | 0.032627 | 3.21 | 0.016313 | 1.62 | 0.0032627 | 0.33
11.25 | 40 | 0 | 0 | 1 | 39 | 2.2812 | 6.4935 | 1.38 | 5.0187 | 0.0025553 | 2.2 | 0 | 0 | 5266.4426 | 480 | 1.1406 | 3.2468 | 2.5093 | 0.0012776 | 0.5703 | 1.6234 | 1.2547 | 0.00063881 | 0.11406 | 0.32468 | 0.25093 | 0.00012776 | 8:40 | 1.3149 | 73.15 | 0.65746 | 48.18 | 0.32873 | 28.02 | 0.065746 | 6.36 | 0.65746 | 48.18 | 0.32873 | 28.02 | 0.16436 | 15.16 | 0.032873 | 3.23 | 0.32873 | 28.02 | 0.16436 | 15.16 | 0.082182 | 7.89 | 0.016436 | 1.63 | 0.065746 | 6.36 | 0.032873 | 3.23 | 0.016436 | 1.63 | 0.0032873 | 0.33
11.25 | 40 | 0 | 0 | 1 | 39 | 2.2858 | 6.4935 | 1.38 | 5.0288 | 0.0025604 | 2.2 | 0 | 0 | 5276.1007 | 480 | 1.1429 | 3.2468 | 2.5144 | 0.0012802 | 0.57145 | 1.6234 | 1.2572 | 0.0006401 | 0.11429 | 0.32468 | 0.25144 | 0.00012802 | 8:40 | 1.3248 | 73.41 | 0.66238 | 48.44 | 0.33119 | 28.19 | 0.066238 | 6.41 | 0.66238 | 48.44 | 0.33119 | 28.19 | 0.1656 | 15.26 | 0.033119 | 3.26 | 0.33119 | 28.19 | 0.1656 | 15.26 | 0.082798 | 7.95 | 0.01656 | 1.64 | 0.066238 | 6.41 | 0.033119 | 3.26 | 0.01656 | 1.64 | 0.0033119 | 0.33
11.25 | 40 | 0 | 0 | 1 | 39 | 2.2904 | 6.4935 | 1.38 | 5.0388 | 0.0025655 | 2.2 | 0 | 0 | 5285.6925 | 480 | 1.1452 | 3.2468 | 2.5194 | 0.0012828 | 0.5726 | 1.6234 | 1.2597 | 0.00064138 | 0.11452 | 0.32468 | 0.25194 | 0.00012828 | 8:41 | 1.3346 | 73.67 | 0.66732 | 48.69 | 0.33366 | 28.37 | 0.066732 | 6.46 | 0.66732 | 48.69 | 0.33366 | 28.37 | 0.16683 | 15.37 | 0.033366 | 3.28 | 0.33366 | 28.37 | 0.16683 | 15.37 | 0.083415 | 8 | 0.016683 | 1.65 | 0.066732 | 6.46 | 0.033366 | 3.28 | 0.016683 | 1.65 | 0.0033366 | 0.33
11.25 | 40 | 0 | 0 | 1 | 39 | 2.2949 | 6.4935 | 1.38 | 5.0488 | 0.0025706 | 2.2 | 0 | 0 | 5295.2183 | 480 | 1.1475 | 3.2468 | 2.5244 | 0.0012853 | 0.57373 | 1.6234 | 1.2622 | 0.00064265 | 0.11475 | 0.32468 | 0.25244 | 0.00012853 | 8:41 | 1.3445 | 73.93 | 0.67227 | 48.95 | 0.33614 | 28.55 | 0.067227 | 6.5 | 0.67227 | 48.95 | 0.33614 | 28.55 | 0.16807 | 15.47 | 0.033614 | 3.31 | 0.33614 | 28.55 | 0.16807 | 15.47 | 0.084034 | 8.06 | 0.016807 | 1.67 | 0.067227 | 6.5 | 0.033614 | 3.31 | 0.016807 | 1.67 | 0.0033614 | 0.34
11.25 | 40 | 0 | 0 | 1 | 39 | 2.2994 | 6.4935 | 1.38 | 5.0587 | 0.0025757 | 2.2 | 0 | 0 | 5304.6786 | 480 | 1.1497 | 3.2468 | 2.5294 | 0.0012878 | 0.57486 | 1.6234 | 1.2647 | 0.00064391 | 0.11497 | 0.32468 | 0.25294 | 0.00012878 | 8:41 | 1.3545 | 74.19 | 0.67723 | 49.2 | 0.33862 | 28.72 | 0.067723 | 6.55 | 0.67723 | 49.2 | 0.33862 | 28.72 | 0.16931 | 15.58 | 0.033862 | 3.33 | 0.33862 | 28.72 | 0.16931 | 15.58 | 0.084654 | 8.12 | 0.016931 | 1.68 | 0.067723 | 6.55 | 0.033862 | 3.33 | 0.016931 | 1.68 | 0.0033862 | 0.34
11.25 | 40 | 0 | 0 | 1 | 39 | 2.3039 | 6.4935 | 1.38 | 5.0686 | 0.0025807 | 2.2 | 0 | 0 | 5314.0738 | 480 | 1.152 | 3.2468 | 2.5343 | 0.0012903 | 0.57598 | 1.6234 | 1.2671 | 0.00064517 | 0.1152 | 0.32468 | 0.25343 | 0.00012903 | 8:41 | 1.3644 | 74.45 | 0.6822 | 49.45 | 0.3411 | 28.9 | 0.06822 | 6.59 | 0.6822 | 49.45 | 0.3411 | 28.9 | 0.17055 | 15.68 | 0.03411 | 3.35 | 0.3411 | 28.9 | 0.17055 | 15.68 | 0.085275 | 8.17 | 0.017055 | 1.69 | 0.06822 | 6.59 | 0.03411 | 3.35 | 0.017055 | 1.69 | 0.003411 | 0.34
11.25 | 40 | 0 | 0 | 1 | 39 | 2.3083 | 6.4935 | 1.38 | 5.0784 | 0.0025856 | 2.2 | 0 | 0 | 5323.4045 | 480 | 1.1542 | 3.2468 | 2.5392 | 0.0012928 | 0.57709 | 1.6234 | 1.2696 | 0.00064641 | 0.11542 | 0.32468 | 0.25392 | 0.00012928 | 8:41 | 1.3744 | 74.7 | 0.68718 | 49.7 | 0.34359 | 29.08 | 0.068718 | 6.64 | 0.68718 | 49.7 | 0.34359 | 29.08 | 0.17179 | 15.78 | 0.034359 | 3.38 | 0.34359 | 29.08 | 0.17179 | 15.78 | 0.085897 | 8.23 | 0.017179 | 1.7 | 0.068718 | 6.64 | 0.034359 | 3.38 | 0.017179 | 1.7 | 0.0034359 | 0.34
11.25 | 40 | 0 | 0 | 1 | 39 | 2.3128 | 6.4935 | 1.38 | 5.0881 | 0.0025906 | 2.2 | 0 | 0 | 5332.671 | 480 | 1.1564 | 3.2468 | 2.544 | 0.0012953 | 0.57819 | 1.6234 | 1.272 | 0.00064765 | 0.11564 | 0.32468 | 0.2544 | 0.00012953 | 8:42 | 1.3843 | 74.95 | 0.69216 | 49.95 | 0.34608 | 29.25 | 0.069216 | 6.69 | 0.69216 | 49.95 | 0.34608 | 29.25 | 0.17304 | 15.89 | 0.034608 | 3.4 | 0.34608 | 29.25 | 0.17304 | 15.89 | 0.08652 | 8.29 | 0.017304 | 1.72 | 0.069216 | 6.69 | 0.034608 | 3.4 | 0.017304 | 1.72 | 0.0034608 | 0.35
11.25 | 40 | 0 | 0 | 1 | 39 | 2.3171 | 6.4935 | 1.38 | 5.0977 | 0.0025955 | 2.2 | 0 | 0 | 5341.8739 | 480 | 1.1586 | 3.2468 | 2.5489 | 0.0012978 | 0.57929 | 1.6234 | 1.2744 | 0.00064888 | 0.11586 | 0.32468 | 0.25489 | 0.00012978 | 8:42 | 1.3943 | 75.2 | 0.69716 | 50.2 | 0.34858 | 29.43 | 0.069716 | 6.73 | 0.69716 | 50.2 | 0.34858 | 29.43 | 0.17429 | 15.99 | 0.034858 | 3.43 | 0.34858 | 29.43 | 0.17429 | 15.99 | 0.087145 | 8.35 | 0.017429 | 1.73 | 0.069716 | 6.73 | 0.034858 | 3.43 | 0.017429 | 1.73 | 0.0034858 | 0.35
11.25 | 40 | 0 | 0 | 1 | 39 | 2.3215 | 6.4935 | 1.38 | 5.1073 | 0.0026004 | 2.2 | 0 | 0 | 5351.0134 | 480 | 1.1607 | 3.2468 | 2.5536 | 0.0013002 | 0.58037 | 1.6234 | 1.2768 | 0.0006501 | 0.11607 | 0.32468 | 0.25536 | 0.00013002 | 8:42 | 1.4043 | 75.45 | 0.70216 | 50.45 | 0.35108 | 29.61 | 0.070216 | 6.78 | 0.70216 | 50.45 | 0.35108 | 29.61 | 0.17554 | 16.1 | 0.035108 | 3.45 | 0.35108 | 29.61 | 0.17554 | 16.1 | 0.087771 | 8.4 | 0.017554 | 1.74 | 0.070216 | 6.78 | 0.035108 | 3.45 | 0.017554 | 1.74 | 0.0035108 | 0.35
11.25 | 40 | 0 | 0 | 1 | 39 | 2.3258 | 6.4935 | 1.38 | 5.1168 | 0.0026052 | 2.2 | 0 | 0 | 5360.0901 | 480 | 1.1629 | 3.2468 | 2.5584 | 0.0013026 | 0.58146 | 1.6234 | 1.2792 | 0.00065131 | 0.11629 | 0.32468 | 0.25584 | 0.00013026 | 8:42 | 1.4144 | 75.69 | 0.70718 | 50.7 | 0.35359 | 29.78 | 0.070718 | 6.83 | 0.70718 | 50.7 | 0.35359 | 29.78 | 0.17679 | 16.2 | 0.035359 | 3.47 | 0.35359 | 29.78 | 0.17679 | 16.2 | 0.088397 | 8.46 | 0.017679 | 1.75 | 0.070718 | 6.83 | 0.035359 | 3.47 | 0.017679 | 1.75 | 0.0035359 | 0.35
11.25 | 40 | 0 | 0 | 1 | 39 | 2.3301 | 6.4935 | 1.38 | 5.1263 | 0.00261 | 2.2 | 0 | 0 | 5369.1044 | 480 | 1.1651 | 3.2468 | 2.5631 | 0.001305 | 0.58253 | 1.6234 | 1.2816 | 0.00065251 | 0.11651 | 0.32468 | 0.25631 | 0.0001305 | 8:42 | 1.4244 | 75.93 | 0.7122 | 50.94 | 0.3561 | 29.96 | 0.07122 | 6.87 | 0.7122 | 50.94 | 0.3561 | 29.96 | 0.17805 | 16.31 | 0.03561 | 3.5 | 0.3561 | 29.96 | 0.17805 | 16.31 | 0.089025 | 8.52 | 0.017805 | 1.76 | 0.07122 | 6.87 | 0.03561 | 3.5 | 0.017805 | 1.76 | 0.003561 | 0.36
11.25 | 40 | 0 | 0 | 1 | 39 | 2.3344 | 6.4935 | 1.38 | 5.1356 | 0.0026148 | 2.2 | 0 | 0 | 5378.0568 | 480 | 1.1672 | 3.2468 | 2.5678 | 0.0013074 | 0.5836 | 1.6234 | 1.2839 | 0.0006537 | 0.11672 | 0.32468 | 0.25678 | 0.00013074 | 8:43 | 1.4345 | 76.18 | 0.71724 | 51.19 | 0.35862 | 30.14 | 0.071724 | 6.92 | 0.71724 | 51.19 | 0.35862 | 30.14 | 0.17931 | 16.42 | 0.035862 | 3.52 | 0.35862 | 30.14 | 0.17931 | 16.42 | 0.089655 | 8.58 | 0.017931 | 1.78 | 0.071724 | 6.92 | 0.035862 | 3.52 | 0.017931 | 1.78 | 0.0035862 | 0.36
11.25 | 40 | 0 | 0 | 1 | 39 | 2.3386 | 6.4935 | 1.38 | 5.145 | 0.0026196 | 2.2 | 0 | 0 | 5386.9476 | 480 | 1.1693 | 3.2468 | 2.5725 | 0.0013098 | 0.58465 | 1.6234 | 1.2862 | 0.00065489 | 0.11693 | 0.32468 | 0.25725 | 0.00013098 | 8:43 | 1.4446 | 76.42 | 0.72228 | 51.44 | 0.36114 | 30.31 | 0.072228 | 6.97 | 0.72228 | 51.44 | 0.36114 | 30.31 | 0.18057 | 16.52 | 0.036114 | 3.55 | 0.36114 | 30.31 | 0.18057 | 16.52 | 0.090285 | 8.63 | 0.018057 | 1.79 | 0.072228 | 6.97 | 0.036114 | 3.55 | 0.018057 | 1.79 | 0.0036114 | 0.36
11.25 | 40 | 0 | 0 | 1 | 39 | 2.3428 | 6.4935 | 1.38 | 5.1542 | 0.0026243 | 2.2 | 0 | 0 | 5395.7773 | 480 | 1.1714 | 3.2468 | 2.5771 | 0.0013121 | 0.58571 | 1.6234 | 1.2886 | 0.00065607 | 0.11714 | 0.32468 | 0.25771 | 0.00013121 | 8:43 | 1.4547 | 76.65 | 0.72733 | 51.68 | 0.36367 | 30.49 | 0.072733 | 7.02 | 0.72733 | 51.68 | 0.36367 | 30.49 | 0.18183 | 16.63 | 0.036367 | 3.57 | 0.36367 | 30.49 | 0.18183 | 16.63 | 0.090916 | 8.69 | 0.018183 | 1.8 | 0.072733 | 7.02 | 0.036367 | 3.57 | 0.018183 | 1.8 | 0.0036367 | 0.36
11.25 | 40 | 0 | 0 | 1 | 39 | 2.347 | 6.4935 | 1.38 | 5.1634 | 0.0026289 | 2.2 | 0 | 0 | 5404.5462 | 480 | 1.1735 | 3.2468 | 2.5817 | 0.0013145 | 0.58675 | 1.6234 | 1.2908 | 0.00065724 | 0.11735 | 0.32468 | 0.25817 | 0.00013145 | 8:43 | 1.4648 | 76.89 | 0.73239 | 51.92 | 0.3662 | 30.66 | 0.073239 | 7.06 | 0.73239 | 51.92 | 0.3662 | 30.66 | 0.1831 | 16.73 | 0.03662 | 3.6 | 0.3662 | 30.66 | 0.1831 | 16.73 | 0.091549 | 8.75 | 0.01831 | 1.81 | 0.073239 | 7.06 | 0.03662 | 3.6 | 0.01831 | 1.81 | 0.003662 | 0.37
11.25 | 40 | 0 | 0 | 1 | 39 | 2.3511 | 6.4935 | 1.38 | 5.1725 | 0.0026336 | 2.2 | 0 | 0 | 5413.2549 | 480 | 1.1756 | 3.2468 | 2.5863 | 0.0013168 | 0.58779 | 1.6234 | 1.2931 | 0.0006584 | 0.11756 | 0.32468 | 0.25863 | 0.00013168 | 8:43 | 1.4749 | 77.12 | 0.73746 | 52.17 | 0.36873 | 30.84 | 0.073746 | 7.11 | 0.73746 | 52.17 | 0.36873 | 30.84 | 0.18437 | 16.84 | 0.036873 | 3.62 | 0.36873 | 30.84 | 0.18437 | 16.84 | 0.092183 | 8.81 | 0.018437 | 1.83 | 0.073746 | 7.11 | 0.036873 | 3.62 | 0.018437 | 1.83 | 0.0036873 | 0.37
11.25 | 40 | 0 | 0 | 1 | 39 | 2.3553 | 6.4935 | 1.38 | 5.1816 | 0.0026382 | 2.2 | 0 | 0 | 5421.9037 | 480 | 1.1776 | 3.2468 | 2.5908 | 0.0013191 | 0.58882 | 1.6234 | 1.2954 | 0.00065955 | 0.11776 | 0.32468 | 0.25908 | 0.00013191 | 8:43 | 1.4851 | 77.35 | 0.74254 | 52.41 | 0.37127 | 31.01 | 0.074254 | 7.16 | 0.74254 | 52.41 | 0.37127 | 31.01 | 0.18564 | 16.94 | 0.037127 | 3.64 | 0.37127 | 31.01 | 0.18564 | 16.94 | 0.092818 | 8.86 | 0.018564 | 1.84 | 0.074254 | 7.16 | 0.037127 | 3.64 | 0.018564 | 1.84 | 0.0037127 | 0.37
11.25 | 40 | 0 | 0 | 1 | 39 | 2.3594 | 6.4935 | 1.38 | 5.1906 | 0.0026428 | 2.2 | 0 | 0 | 5430.4931 | 480 | 1.1797 | 3.2468 | 2.5953 | 0.0013214 | 0.58984 | 1.6234 | 1.2976 | 0.0006607 | 0.11797 | 0.32468 | 0.25953 | 0.00013214 | 8:44 | 1.4953 | 77.58 | 0.74763 | 52.65 | 0.37381 | 31.19 | 0.074763 | 7.2 | 0.74763 | 52.65 | 0.37381 | 31.19 | 0.18691 | 17.05 | 0.037381 | 3.67 | 0.37381 | 31.19 | 0.18691 | 17.05 | 0.093453 | 8.92 | 0.018691 | 1.85 | 0.074763 | 7.2 | 0.037381 | 3.67 | 0.018691 | 1.85 | 0.0037381 | 0.37
11.25 | 40 | 0 | 0 | 1 | 39 | 2.3634 | 6.4935 | 1.38 | 5.1995 | 0.0026473 | 2.2 | 0 | 0 | 5439.0234 | 480 | 1.1817 | 3.2468 | 2.5998 | 0.0013237 | 0.59086 | 1.6234 | 1.2999 | 0.00066184 | 0.11817 | 0.32468 | 0.25998 | 0.00013237 | 8:44 | 1.5054 | 77.81 | 0.75272 | 52.89 | 0.37636 | 31.36 | 0.075272 | 7.25 | 0.75272 | 52.89 | 0.37636 | 31.36 | 0.18818 | 17.15 | 0.037636 | 3.69 | 0.37636 | 31.36 | 0.18818 | 17.15 | 0.09409 | 8.98 | 0.018818 | 1.86 | 0.075272 | 7.25 | 0.037636 | 3.69 | 0.018818 | 1.86 | 0.0037636 | 0.38
11.25 | 40 | 0 | 0 | 1 | 39 | 2.3675 | 6.4935 | 1.38 | 5.2084 | 0.0026519 | 2.2 | 0 | 0 | 5447.495 | 480 | 1.1837 | 3.2468 | 2.6042 | 0.0013259 | 0.59186 | 1.6234 | 1.3021 | 0.00066297 | 0.11837 | 0.32468 | 0.26042 | 0.00013259 | 8:44 | 1.5157 | 78.03 | 0.75783 | 53.13 | 0.37891 | 31.54 | 0.075783 | 7.3 | 0.75783 | 53.13 | 0.37891 | 31.54 | 0.18946 | 17.26 | 0.037891 | 3.72 | 0.37891 | 31.54 | 0.18946 | 17.26 | 0.094729 | 9.04 | 0.018946 | 1.88 | 0.075783 | 7.3 | 0.037891 | 3.72 | 0.018946 | 1.88 | 0.0037891 | 0.38
11.25 | 40 | 0 | 0 | 1 | 39 | 2.3715 | 6.4935 | 1.38 | 5.2172 | 0.0026563 | 2.2 | 0 | 0 | 5455.9084 | 480 | 1.1857 | 3.2468 | 2.6086 | 0.0013282 | 0.59287 | 1.6234 | 1.3043 | 0.00066409 | 0.11857 | 0.32468 | 0.26086 | 0.00013282 | 8:44 | 1.5259 | 78.26 | 0.76294 | 53.37 | 0.38147 | 31.71 | 0.076294 | 7.35 | 0.76294 | 53.37 | 0.38147 | 31.71 | 0.19074 | 17.36 | 0.038147 | 3.74 | 0.38147 | 31.71 | 0.19074 | 17.36 | 0.095368 | 9.1 | 0.019074 | 1.89 | 0.076294 | 7.35 | 0.038147 | 3.74 | 0.019074 | 1.89 | 0.0038147 | 0.38
11.25 | 40 | 0 | 0 | 1 | 39 | 2.3754 | 6.4935 | 1.38 | 5.226 | 0.0026608 | 2.2 | 0 | 0 | 5464.264 | 480 | 1.1877 | 3.2468 | 2.613 | 0.0013304 | 0.59386 | 1.6234 | 1.3065 | 0.0006652 | 0.11877 | 0.32468 | 0.2613 | 0.00013304 | 8:44 | 1.5361 | 78.48 | 0.76806 | 53.61 | 0.38403 | 31.89 | 0.076806 | 7.39 | 0.76806 | 53.61 | 0.38403 | 31.89 | 0.19202 | 17.47 | 0.038403 | 3.77 | 0.38403 | 31.89 | 0.19202 | 17.47 | 0.096008 | 9.15 | 0.019202 | 1.9 | 0.076806 | 7.39 | 0.038403 | 3.77 | 0.019202 | 1.9 | 0.0038403 | 0.38
11.25 | 40 | 0 | 0 | 1 | 39 | 2.3794 | 6.4935 | 1.38 | 5.2347 | 0.0026652 | 2.2 | 0 | 0 | 5472.5621 | 480 | 1.1897 | 3.2468 | 2.6173 | 0.0013326 | 0.59485 | 1.6234 | 1.3087 | 0.00066631 | 0.11897 | 0.32468 | 0.26173 | 0.00013326 | 8:45 | 1.5464 | 78.7 | 0.77319 | 53.85 | 0.3866 | 32.06 | 0.077319 | 7.44 | 0.77319 | 53.85 | 0.3866 | 32.06 | 0.1933 | 17.58 | 0.03866 | 3.79 | 0.3866 | 32.06 | 0.1933 | 17.58 | 0.096649 | 9.21 | 0.01933 | 1.91 | 0.077319 | 7.44 | 0.03866 | 3.79 | 0.01933 | 1.91 | 0.003866 | 0.39
11.25 | 40 | 0 | 0 | 1 | 39 | 2.3833 | 6.4935 | 1.38 | 5.2433 | 0.0026696 | 2.2 | 0 | 0 | 5480.8032 | 480 | 1.1917 | 3.2468 | 2.6217 | 0.0013348 | 0.59583 | 1.6234 | 1.3108 | 0.00066741 | 0.11917 | 0.32468 | 0.26217 | 0.00013348 | 8:45 | 1.5567 | 78.92 | 0.77833 | 54.08 | 0.38917 | 32.24 | 0.077833 | 7.49 | 0.77833 | 54.08 | 0.38917 | 32.24 | 0.19458 | 17.68 | 0.038917 | 3.82 | 0.38917 | 32.24 | 0.19458 | 17.68 | 0.097292 | 9.27 | 0.019458 | 1.93 | 0.077833 | 7.49 | 0.038917 | 3.82 | 0.019458 | 1.93 | 0.0038917 | 0.39
11.25 | 40 | 0 | 0 | 1 | 39 | 2.3872 | 6.4935 | 1.38 | 5.2519 | 0.002674 | 2.2 | 0 | 0 | 5488.9876 | 480 | 1.1936 | 3.2468 | 2.6259 | 0.001337 | 0.59681 | 1.6234 | 1.313 | 0.0006685 | 0.11936 | 0.32468 | 0.26259 | 0.0001337 | 8:45 | 1.567 | 79.13 | 0.78348 | 54.32 | 0.39174 | 32.41 | 0.078348 | 7.54 | 0.78348 | 54.32 | 0.39174 | 32.41 | 0.19587 | 17.79 | 0.039174 | 3.84 | 0.39174 | 32.41 | 0.19587 | 17.79 | 0.097935 | 9.33 | 0.019587 | 1.94 | 0.078348 | 7.54 | 0.039174 | 3.84 | 0.019587 | 1.94 | 0.0039174 | 0.39
11.25 | 40 | 0 | 0 | 1 | 39 | 2.3911 | 6.4935 | 1.38 | 5.2604 | 0.0026783 | 2.2 | 0 | 0 | 5497.1157 | 480 | 1.1955 | 3.2468 | 2.6302 | 0.0013392 | 0.59777 | 1.6234 | 1.3151 | 0.00066958 | 0.11955 | 0.32468 | 0.26302 | 0.00013392 | 8:45 | 1.5773 | 79.35 | 0.78864 | 54.55 | 0.39432 | 32.59 | 0.078864 | 7.58 | 0.78864 | 54.55 | 0.39432 | 32.59 | 0.19716 | 17.89 | 0.039432 | 3.87 | 0.39432 | 32.59 | 0.19716 | 17.89 | 0.09858 | 9.39 | 0.019716 | 1.95 | 0.078864 | 7.58 | 0.039432 | 3.87 | 0.019716 | 1.95 | 0.0039432 | 0.39
11.25 | 40 | 0 | 0 | 1 | 39 | 2.3949 | 6.4935 | 1.38 | 5.2689 | 0.0026826 | 2.2 | 0 | 0 | 5505.188 | 480 | 1.1975 | 3.2468 | 2.6344 | 0.0013413 | 0.59873 | 1.6234 | 1.3172 | 0.00067066 | 0.11975 | 0.32468 | 0.26344 | 0.00013413 | 8:45 | 1.5876 | 79.56 | 0.7938 | 54.79 | 0.3969 | 32.76 | 0.07938 | 7.63 | 0.7938 | 54.79 | 0.3969 | 32.76 | 0.19845 | 18 | 0.03969 | 3.89 | 0.3969 | 32.76 | 0.19845 | 18 | 0.099225 | 9.45 | 0.019845 | 1.96 | 0.07938 | 7.63 | 0.03969 | 3.89 | 0.019845 | 1.96 | 0.003969 | 0.4
11.25 | 40 | 0 | 0 | 1 | 39 | 2.3988 | 6.4935 | 1.38 | 5.2773 | 0.0026869 | 2.2 | 0 | 0 | 5513.2048 | 480 | 1.1994 | 3.2468 | 2.6386 | 0.0013435 | 0.59969 | 1.6234 | 1.3193 | 0.00067173 | 0.11994 | 0.32468 | 0.26386 | 0.00013435 | 8:46 | 1.5979 | 79.77 | 0.79897 | 55.02 | 0.39949 | 32.93 | 0.079897 | 7.68 | 0.79897 | 55.02 | 0.39949 | 32.93 | 0.19974 | 18.11 | 0.039949 | 3.92 | 0.39949 | 32.93 | 0.19974 | 18.11 | 0.099872 | 9.5 | 0.019974 | 1.98 | 0.079897 | 7.68 | 0.039949 | 3.92 | 0.019974 | 1.98 | 0.0039949 | 0.4
11.25 | 40 | 0 | 0 | 1 | 39 | 2.4026 | 6.4935 | 1.38 | 5.2856 | 0.0026912 | 2.2 | 0 | 0 | 5521.1664 | 480 | 1.2013 | 3.2468 | 2.6428 | 0.0013456 | 0.60064 | 1.6234 | 1.3214 | 0.00067279 | 0.12013 | 0.32468 | 0.26428 | 0.00013456 | 8:46 | 1.6083 | 79.98 | 0.80415 | 55.25 | 0.40208 | 33.11 | 0.080415 | 7.73 | 0.80415 | 55.25 | 0.40208 | 33.11 | 0.20104 | 18.21 | 0.040208 | 3.94 | 0.40208 | 33.11 | 0.20104 | 18.21 | 0.10052 | 9.56 | 0.020104 | 1.99 | 0.080415 | 7.73 | 0.040208 | 3.94 | 0.020104 | 1.99 | 0.0040208 | 0.4
11.25 | 40 | 0 | 0 | 1 | 39 | 2.4063 | 6.4935 | 1.38 | 5.2939 | 0.0026954 | 2.2 | 0 | 0 | 5529.0733 | 480 | 1.2032 | 3.2468 | 2.6469 | 0.0013477 | 0.60158 | 1.6234 | 1.3235 | 0.00067385 | 0.12032 | 0.32468 | 0.26469 | 0.00013477 | 8:46 | 1.6187 | 80.18 | 0.80934 | 55.48 | 0.40467 | 33.28 | 0.080934 | 7.77 | 0.80934 | 55.48 | 0.40467 | 33.28 | 0.20234 | 18.32 | 0.040467 | 3.97 | 0.40467 | 33.28 | 0.20234 | 18.32 | 0.10117 | 9.62 | 0.020234 | 2 | 0.080934 | 7.77 | 0.040467 | 3.97 | 0.020234 | 2 | 0.0040467 | 0.4
11.25 | 40 | 0 | 0 | 1 | 39 | 2.4101 | 6.4935 | 1.38 | 5.3021 | 0.0026996 | 2.2 | 0 | 0 | 5536.9259 | 480 | 1.205 | 3.2468 | 2.6511 | 0.0013498 | 0.60251 | 1.6234 | 1.3255 | 0.00067489 | 0.1205 | 0.32468 | 0.26511 | 0.00013498 | 8:46 | 1.6291 | 80.39 | 0.81454 | 55.72 | 0.40727 | 33.45 | 0.081454 | 7.82 | 0.81454 | 55.72 | 0.40727 | 33.45 | 0.20363 | 18.42 | 0.040727 | 3.99 | 0.40727 | 33.45 | 0.20363 | 18.42 | 0.10182 | 9.68 | 0.020363 | 2.02 | 0.081454 | 7.82 | 0.040727 | 3.99 | 0.020363 | 2.02 | 0.0040727 | 0.41
11.25 | 40 | 0 | 0 | 1 | 39 | 2.4138 | 6.4935 | 1.38 | 5.3103 | 0.0027037 | 2.2 | 0 | 0 | 5544.7244 | 480 | 1.2069 | 3.2468 | 2.6551 | 0.0013519 | 0.60344 | 1.6234 | 1.3276 | 0.00067593 | 0.12069 | 0.32468 | 0.26551 | 0.00013519 | 8:46 | 1.6395 | 80.59 | 0.81974 | 55.95 | 0.40987 | 33.63 | 0.081974 | 7.87 | 0.81974 | 55.95 | 0.40987 | 33.63 | 0.20494 | 18.53 | 0.040987 | 4.02 | 0.40987 | 33.63 | 0.20494 | 18.53 | 0.10247 | 9.74 | 0.020494 | 2.03 | 0.081974 | 7.87 | 0.040987 | 4.02 | 0.020494 | 2.03 | 0.0040987 | 0.41
11.25 | 40 | 0 | 0 | 1 | 39 | 2.4175 | 6.4935 | 1.38 | 5.3184 | 0.0027079 | 2.2 | 0 | 0 | 5552.4694 | 480 | 1.2087 | 3.2468 | 2.6592 | 0.0013539 | 0.60437 | 1.6234 | 1.3296 | 0.00067697 | 0.12087 | 0.32468 | 0.26592 | 0.00013539 | 8:46 | 1.6499 | 80.79 | 0.82496 | 56.17 | 0.41248 | 33.8 | 0.082496 | 7.92 | 0.82496 | 56.17 | 0.41248 | 33.8 | 0.20624 | 18.64 | 0.041248 | 4.04 | 0.41248 | 33.8 | 0.20624 | 18.64 | 0.10312 | 9.8 | 0.020624 | 2.04 | 0.082496 | 7.92 | 0.041248 | 4.04 | 0.020624 | 2.04 | 0.0041248 | 0.41
11.25 | 40 | 0 | 0 | 1 | 39 | 2.4211 | 6.4935 | 1.38 | 5.3265 | 0.002712 | 2.2 | 0 | 0 | 5560.1611 | 480 | 1.2106 | 3.2468 | 2.6632 | 0.001356 | 0.60528 | 1.6234 | 1.3316 | 0.00067799 | 0.12106 | 0.32468 | 0.26632 | 0.0001356 | 8:47 | 1.6604 | 80.99 | 0.83018 | 56.4 | 0.41509 | 33.97 | 0.083018 | 7.97 | 0.83018 | 56.4 | 0.41509 | 33.97 | 0.20754 | 18.74 | 0.041509 | 4.07 | 0.41509 | 33.97 | 0.20754 | 18.74 | 0.10377 | 9.86 | 0.020754 | 2.05 | 0.083018 | 7.97 | 0.041509 | 4.07 | 0.020754 | 2.05 | 0.0041509 | 0.41
11.25 | 40 | 0 | 0 | 1 | 39 | 2.4248 | 6.4935 | 1.38 | 5.3345 | 0.002716 | 2.2 | 0 | 0 | 5567.7999 | 480 | 1.2124 | 3.2468 | 2.6672 | 0.001358 | 0.60619 | 1.6234 | 1.3336 | 0.00067901 | 0.12124 | 0.32468 | 0.26672 | 0.0001358 | 8:47 | 1.6708 | 81.19 | 0.83541 | 56.63 | 0.4177 | 34.14 | 0.083541 | 8.01 | 0.83541 | 56.63 | 0.4177 | 34.14 | 0.20885 | 18.85 | 0.04177 | 4.09 | 0.4177 | 34.14 | 0.20885 | 18.85 | 0.10443 | 9.92 | 0.020885 | 2.07 | 0.083541 | 8.01 | 0.04177 | 4.09 | 0.020885 | 2.07 | 0.004177 | 0.42
11.25 | 40 | 0 | 0 | 1 | 39 | 2.4284 | 6.4935 | 1.38 | 5.3424 | 0.0027201 | 2.2 | 0 | 0 | 5575.3862 | 480 | 1.2142 | 3.2468 | 2.6712 | 0.00136 | 0.60709 | 1.6234 | 1.3356 | 0.00068002 | 0.12142 | 0.32468 | 0.26712 | 0.000136 | 8:47 | 1.6813 | 81.39 | 0.84064 | 56.86 | 0.42032 | 34.32 | 0.084064 | 8.06 | 0.84064 | 56.86 | 0.42032 | 34.32 | 0.21016 | 18.95 | 0.042032 | 4.12 | 0.42032 | 34.32 | 0.21016 | 18.95 | 0.10508 | 9.97 | 0.021016 | 2.08 | 0.084064 | 8.06 | 0.042032 | 4.12 | 0.021016 | 2.08 | 0.0042032 | 0.42
11.25 | 40 | 0 | 0 | 1 | 39 | 2.432 | 6.4935 | 1.38 | 5.3503 | 0.0027241 | 2.2 | 0 | 0 | 5582.9204 | 480 | 1.216 | 3.2468 | 2.6752 | 0.0013621 | 0.60799 | 1.6234 | 1.3376 | 0.00068103 | 0.1216 | 0.32468 | 0.26752 | 0.00013621 | 8:47 | 1.6918 | 81.58 | 0.84589 | 57.08 | 0.42294 | 34.49 | 0.084589 | 8.11 | 0.84589 | 57.08 | 0.42294 | 34.49 | 0.21147 | 19.06 | 0.042294 | 4.14 | 0.42294 | 34.49 | 0.21147 | 19.06 | 0.10574 | 10.03 | 0.021147 | 2.09 | 0.084589 | 8.11 | 0.042294 | 4.14 | 0.021147 | 2.09 | 0.0042294 | 0.42
11.25 | 40 | 0 | 0 | 1 | 39 | 2.4355 | 6.4935 | 1.38 | 5.3582 | 0.0027281 | 2.2 | 0 | 0 | 5590.4028 | 480 | 1.2178 | 3.2468 | 2.6791 | 0.0013641 | 0.60888 | 1.6234 | 1.3395 | 0.00068203 | 0.12178 | 0.32468 | 0.26791 | 0.00013641 | 8:47 | 1.7023 | 81.77 | 0.85114 | 57.31 | 0.42557 | 34.66 | 0.085114 | 8.16 | 0.85114 | 57.31 | 0.42557 | 34.66 | 0.21278 | 19.17 | 0.042557 | 4.17 | 0.42557 | 34.66 | 0.21278 | 19.17 | 0.10639 | 10.09 | 0.021278 | 2.11 | 0.085114 | 8.16 | 0.042557 | 4.17 | 0.021278 | 2.11 | 0.0042557 | 0.42
11.25 | 40 | 0 | 0 | 1 | 39 | 2.4391 | 6.4935 | 1.38 | 5.3659 | 0.0027321 | 2.2 | 0 | 0 | 5597.8337 | 480 | 1.2195 | 3.2468 | 2.683 | 0.001366 | 0.60977 | 1.6234 | 1.3415 | 0.00068302 | 0.12195 | 0.32468 | 0.2683 | 0.0001366 | 8:48 | 1.7128 | 81.96 | 0.8564 | 57.53 | 0.4282 | 34.83 | 0.08564 | 8.21 | 0.8564 | 57.53 | 0.4282 | 34.83 | 0.2141 | 19.27 | 0.04282 | 4.19 | 0.4282 | 34.83 | 0.2141 | 19.27 | 0.10705 | 10.15 | 0.02141 | 2.12 | 0.08564 | 8.21 | 0.04282 | 4.19 | 0.02141 | 2.12 | 0.004282 | 0.43
11.25 | 40 | 0 | 0 | 1 | 39 | 2.4426 | 6.4935 | 1.38 | 5.3737 | 0.002736 | 2.2 | 0 | 0 | 5605.2135 | 480 | 1.2213 | 3.2468 | 2.6868 | 0.001368 | 0.61065 | 1.6234 | 1.3434 | 0.000684 | 0.12213 | 0.32468 | 0.26868 | 0.0001368 | 8:48 | 1.7233 | 82.15 | 0.86166 | 57.75 | 0.43083 | 35 | 0.086166 | 8.26 | 0.86166 | 57.75 | 0.43083 | 35 | 0.21542 | 19.38 | 0.043083 | 4.22 | 0.43083 | 35 | 0.21542 | 19.38 | 0.10771 | 10.21 | 0.021542 | 2.13 | 0.086166 | 8.26 | 0.043083 | 4.22 | 0.021542 | 2.13 | 0.0043083 | 0.43
11.25 | 40 | 0 | 0 | 1 | 39 | 2.4461 | 6.4935 | 1.38 | 5.3814 | 0.0027399 | 2.2 | 0 | 0 | 5612.5426 | 480 | 1.223 | 3.2468 | 2.6907 | 0.00137 | 0.61152 | 1.6234 | 1.3453 | 0.00068498 | 0.1223 | 0.32468 | 0.26907 | 0.000137 | 8:48 | 1.7339 | 82.34 | 0.86694 | 57.98 | 0.43347 | 35.17 | 0.086694 | 8.3 | 0.86694 | 57.98 | 0.43347 | 35.17 | 0.21673 | 19.49 | 0.043347 | 4.24 | 0.43347 | 35.17 | 0.21673 | 19.49 | 0.10837 | 10.27 | 0.021673 | 2.14 | 0.086694 | 8.3 | 0.043347 | 4.24 | 0.021673 | 2.14 | 0.0043347 | 0.43
11.25 | 40 | 0 | 0 | 1 | 39 | 2.4495 | 6.4935 | 1.38 | 5.389 | 0.0027438 | 2.2 | 0 | 0 | 5619.8213 | 480 | 1.2248 | 3.2468 | 2.6945 | 0.0013719 | 0.61239 | 1.6234 | 1.3472 | 0.00068595 | 0.12248 | 0.32468 | 0.26945 | 0.00013719 | 8:48 | 1.7444 | 82.53 | 0.87222 | 58.2 | 0.43611 | 35.35 | 0.087222 | 8.35 | 0.87222 | 58.2 | 0.43611 | 35.35 | 0.21805 | 19.59 | 0.043611 | 4.27 | 0.43611 | 35.35 | 0.21805 | 19.59 | 0.10903 | 10.33 | 0.021805 | 2.16 | 0.087222 | 8.35 | 0.043611 | 4.27 | 0.021805 | 2.16 | 0.0043611 | 0.44
11.25 | 40 | 0 | 0 | 1 | 39 | 2.453 | 6.4935 | 1.38 | 5.3966 | 0.0027477 | 2.2 | 0 | 0 | 5627.05 | 480 | 1.2265 | 3.2468 | 2.6983 | 0.0013738 | 0.61325 | 1.6234 | 1.3491 | 0.00068692 | 0.12265 | 0.32468 | 0.26983 | 0.00013738 | 8:48 | 1.755 | 82.71 | 0.87751 | 58.42 | 0.43875 | 35.52 | 0.087751 | 8.4 | 0.87751 | 58.42 | 0.43875 | 35.52 | 0.21938 | 19.7 | 0.043875 | 4.29 | 0.43875 | 35.52 | 0.21938 | 19.7 | 0.10969 | 10.39 | 0.021938 | 2.17 | 0.087751 | 8.4 | 0.043875 | 4.29 | 0.021938 | 2.17 | 0.0043875 | 0.44
11.25 | 40 | 0 | 0 | 1 | 39 | 2.4564 | 6.4935 | 1.38 | 5.4041 | 0.0027515 | 2.2 | 0 | 0 | 5634.2289 | 480 | 1.2282 | 3.2468 | 2.702 | 0.0013757 | 0.6141 | 1.6234 | 1.351 | 0.00068787 | 0.12282 | 0.32468 | 0.2702 | 0.00013757 | 8:49 | 1.7656 | 82.89 | 0.88281 | 58.64 | 0.4414 | 35.69 | 0.088281 | 8.45 | 0.88281 | 58.64 | 0.4414 | 35.69 | 0.2207 | 19.8 | 0.04414 | 4.32 | 0.4414 | 35.69 | 0.2207 | 19.8 | 0.11035 | 10.45 | 0.02207 | 2.18 | 0.088281 | 8.45 | 0.04414 | 4.32 | 0.02207 | 2.18 | 0.004414 | 0.44
11.25 | 40 | 0 | 0 | 1 | 39 | 2.4598 | 6.4935 | 1.38 | 5.4116 | 0.0027553 | 2.2 | 0 | 0 | 5641.3585 | 480 | 1.2299 | 3.2468 | 2.7058 | 0.0013776 | 0.61495 | 1.6234 | 1.3529 | 0.00068882 | 0.12299 | 0.32468 | 0.27058 | 0.00013776 | 8:49 | 1.7762 | 83.07 | 0.88811 | 58.86 | 0.44405 | 35.86 | 0.088811 | 8.5 | 0.88811 | 58.86 | 0.44405 | 35.86 | 0.22203 | 19.91 | 0.044405 | 4.34 | 0.44405 | 35.86 | 0.22203 | 19.91 | 0.11101 | 10.51 | 0.022203 | 2.2 | 0.088811 | 8.5 | 0.044405 | 4.34 | 0.022203 | 2.2 | 0.0044405 | 0.44
11.25 | 40 | 0 | 0 | 1 | 39 | 2.4632 | 6.4935 | 1.38 | 5.419 | 0.0027591 | 2.2 | 0 | 0 | 5648.4391 | 480 | 1.2316 | 3.2468 | 2.7095 | 0.0013795 | 0.61579 | 1.6234 | 1.3547 | 0.00068977 | 0.12316 | 0.32468 | 0.27095 | 0.00013795 | 8:49 | 1.7868 | 83.25 | 0.89342 | 59.07 | 0.44671 | 36.03 | 0.089342 | 8.55 | 0.89342 | 59.07 | 0.44671 | 36.03 | 0.22336 | 20.02 | 0.044671 | 4.37 | 0.44671 | 36.03 | 0.22336 | 20.02 | 0.11168 | 10.57 | 0.022336 | 2.21 | 0.089342 | 8.55 | 0.044671 | 4.37 | 0.022336 | 2.21 | 0.0044671 | 0.45
11.25 | 40 | 0 | 0 | 1 | 39 | 2.4665 | 6.4935 | 1.38 | 5.4263 | 0.0027628 | 2.2 | 0 | 0 | 5655.4711 | 480 | 1.2333 | 3.2468 | 2.7132 | 0.0013814 | 0.61663 | 1.6234 | 1.3566 | 0.00069071 | 0.12333 | 0.32468 | 0.27132 | 0.00013814 | 8:49 | 1.7975 | 83.43 | 0.89874 | 59.29 | 0.44937 | 36.2 | 0.089874 | 8.6 | 0.89874 | 59.29 | 0.44937 | 36.2 | 0.22468 | 20.12 | 0.044937 | 4.39 | 0.44937 | 36.2 | 0.22468 | 20.12 | 0.11234 | 10.63 | 0.022468 | 2.22 | 0.089874 | 8.6 | 0.044937 | 4.39 | 0.022468 | 2.22 | 0.0044937 | 0.45
11.25 | 40 | 0 | 0 | 1 | 39 | 2.4698 | 6.4935 | 1.38 | 5.4337 | 0.0027665 | 2.2 | 0 | 0 | 5662.4546 | 480 | 1.2349 | 3.2468 | 2.7168 | 0.0013833 | 0.61746 | 1.6234 | 1.3584 | 0.00069164 | 0.12349 | 0.32468 | 0.27168 | 0.00013833 | 8:49 | 1.8081 | 83.6 | 0.90406 | 59.51 | 0.45203 | 36.37 | 0.090406 | 8.64 | 0.90406 | 59.51 | 0.45203 | 36.37 | 0.22602 | 20.23 | 0.045203 | 4.42 | 0.45203 | 36.37 | 0.22602 | 20.23 | 0.11301 | 10.69 | 0.022602 | 2.23 | 0.090406 | 8.64 | 0.045203 | 4.42 | 0.022602 | 2.23 | 0.0045203 | 0.45
11.25 | 40 | 0 | 0 | 1 | 39 | 2.4732 | 6.4935 | 1.38 | 5.4409 | 0.0027702 | 2.2 | 0 | 0 | 5669.3902 | 480 | 1.2366 | 3.2468 | 2.7205 | 0.0013851 | 0.61829 | 1.6234 | 1.3602 | 0.00069256 | 0.12366 | 0.32468 | 0.27205 | 0.00013851 | 8:49 | 1.8188 | 83.78 | 0.9094 | 59.72 | 0.4547 | 36.54 | 0.09094 | 8.69 | 0.9094 | 59.72 | 0.4547 | 36.54 | 0.22735 | 20.34 | 0.04547 | 4.45 | 0.4547 | 36.54 | 0.22735 | 20.34 | 0.11367 | 10.75 | 0.022735 | 2.25 | 0.09094 | 8.69 | 0.04547 | 4.45 | 0.022735 | 2.25 | 0.004547 | 0.45
11.25 | 40 | 0 | 0 | 1 | 39 | 2.4764 | 6.4935 | 1.38 | 5.4481 | 0.0027739 | 2.2 | 0 | 0 | 5676.2781 | 480 | 1.2382 | 3.2468 | 2.7241 | 0.001387 | 0.61911 | 1.6234 | 1.362 | 0.00069348 | 0.12382 | 0.32468 | 0.27241 | 0.0001387 | 8:50 | 1.8295 | 83.95 | 0.91474 | 59.94 | 0.45737 | 36.71 | 0.091474 | 8.74 | 0.91474 | 59.94 | 0.45737 | 36.71 | 0.22868 | 20.44 | 0.045737 | 4.47 | 0.45737 | 36.71 | 0.22868 | 20.44 | 0.11434 | 10.8 | 0.022868 | 2.26 | 0.091474 | 8.74 | 0.045737 | 4.47 | 0.022868 | 2.26 | 0.0045737 | 0.46
11.25 | 40 | 0 | 0 | 1 | 39 | 2.4797 | 6.4935 | 1.38 | 5.4553 | 0.0027776 | 2.2 | 0 | 0 | 5683.1186 | 480 | 1.2398 | 3.2468 | 2.7277 | 0.0013888 | 0.61992 | 1.6234 | 1.3638 | 0.00069439 | 0.12398 | 0.32468 | 0.27277 | 0.00013888 | 8:50 | 1.8402 | 84.12 | 0.92008 | 60.15 | 0.46004 | 36.87 | 0.092008 | 8.79 | 0.92008 | 60.15 | 0.46004 | 36.87 | 0.23002 | 20.55 | 0.046004 | 4.5 | 0.46004 | 36.87 | 0.23002 | 20.55 | 0.11501 | 10.86 | 0.023002 | 2.27 | 0.092008 | 8.79 | 0.046004 | 4.5 | 0.023002 | 2.27 | 0.0046004 | 0.46
11.25 | 40 | 0 | 0 | 1 | 39 | 2.4829 | 6.4935 | 1.38 | 5.4624 | 0.0027812 | 2.2 | 0 | 0 | 5689.9121 | 480 | 1.2415 | 3.2468 | 2.7312 | 0.0013906 | 0.62073 | 1.6234 | 1.3656 | 0.0006953 | 0.12415 | 0.32468 | 0.27312 | 0.00013906 | 8:50 | 1.8509 | 84.29 | 0.92544 | 60.36 | 0.46272 | 37.04 | 0.092544 | 8.84 | 0.92544 | 60.36 | 0.46272 | 37.04 | 0.23136 | 20.65 | 0.046272 | 4.52 | 0.46272 | 37.04 | 0.23136 | 20.65 | 0.11568 | 10.92 | 0.023136 | 2.29 | 0.092544 | 8.84 | 0.046272 | 4.52 | 0.023136 | 2.29 | 0.0046272 | 0.46
11.25 | 40 | 0 | 0 | 1 | 39 | 2.4861 | 6.4935 | 1.38 | 5.4695 | 0.0027848 | 2.2 | 0 | 0 | 5696.6589 | 480 | 1.2431 | 3.2468 | 2.7348 | 0.0013924 | 0.62153 | 1.6234 | 1.3674 | 0.0006962 | 0.12431 | 0.32468 | 0.27348 | 0.00013924 | 8:50 | 1.8616 | 84.46 | 0.9308 | 60.58 | 0.4654 | 37.21 | 0.09308 | 8.89 | 0.9308 | 60.58 | 0.4654 | 37.21 | 0.2327 | 20.76 | 0.04654 | 4.55 | 0.4654 | 37.21 | 0.2327 | 20.76 | 0.11635 | 10.98 | 0.02327 | 2.3 | 0.09308 | 8.89 | 0.04654 | 4.55 | 0.02327 | 2.3 | 0.004654 | 0.46
11.25 | 40 | 0 | 0 | 1 | 39 | 2.4893 | 6.4935 | 1.38 | 5.4765 | 0.0027884 | 2.2 | 0 | 0 | 5703.3593 | 480 | 1.2447 | 3.2468 | 2.7383 | 0.0013942 | 0.62233 | 1.6234 | 1.3691 | 0.00069709 | 0.12447 | 0.32468 | 0.27383 | 0.00013942 | 8:50 | 1.8723 | 84.62 | 0.93617 | 60.79 | 0.46808 | 37.38 | 0.093617 | 8.94 | 0.93617 | 60.79 | 0.46808 | 37.38 | 0.23404 | 20.87 | 0.046808 | 4.57 | 0.46808 | 37.38 | 0.23404 | 20.87 | 0.11702 | 11.04 | 0.023404 | 2.31 | 0.093617 | 8.94 | 0.046808 | 4.57 | 0.023404 | 2.31 | 0.0046808 | 0.47
11.25 | 40 | 0 | 0 | 1 | 39 | 2.4925 | 6.4935 | 1.38 | 5.4835 | 0.0027919 | 2.2 | 0 | 0 | 5710.0136 | 480 | 1.2462 | 3.2468 | 2.7417 | 0.001396 | 0.62312 | 1.6234 | 1.3709 | 0.00069798 | 0.12462 | 0.32468 | 0.27417 | 0.0001396 | 8:51 | 1.8831 | 84.79 | 0.94154 | 61 | 0.47077 | 37.55 | 0.094154 | 8.99 | 0.94154 | 61 | 0.47077 | 37.55 | 0.23539 | 20.97 | 0.047077 | 4.6 | 0.47077 | 37.55 | 0.23539 | 20.97 | 0.11769 | 11.1 | 0.023539 | 2.33 | 0.094154 | 8.99 | 0.047077 | 4.6 | 0.023539 | 2.33 | 0.0047077 | 0.47
11.25 | 40 | 0 | 0 | 1 | 39 | 2.4956 | 6.4935 | 1.38 | 5.4904 | 0.0027954 | 2.2 | 0 | 0 | 5716.6222 | 480 | 1.2478 | 3.2468 | 2.7452 | 0.0013977 | 0.62391 | 1.6234 | 1.3726 | 0.00069886 | 0.12478 | 0.32468 | 0.27452 | 0.00013977 | 8:51 | 1.8938 | 84.95 | 0.94692 | 61.21 | 0.47346 | 37.72 | 0.094692 | 9.03 | 0.94692 | 61.21 | 0.47346 | 37.72 | 0.23673 | 21.08 | 0.047346 | 4.62 | 0.47346 | 37.72 | 0.23673 | 21.08 | 0.11837 | 11.16 | 0.023673 | 2.34 | 0.094692 | 9.03 | 0.047346 | 4.62 | 0.023673 | 2.34 | 0.0047346 | 0.47
11.25 | 40 | 0 | 0 | 1 | 39 | 2.4988 | 6.4935 | 1.38 | 5.4973 | 0.0027989 | 2.2 | 0 | 0 | 5723.1854 | 480 | 1.2494 | 3.2468 | 2.7486 | 0.0013995 | 0.62469 | 1.6234 | 1.3743 | 0.00069974 | 0.12494 | 0.32468 | 0.27486 | 0.00013995 | 8:51 | 1.9046 | 85.11 | 0.95231 | 61.42 | 0.47615 | 37.88 | 0.095231 | 9.08 | 0.95231 | 61.42 | 0.47615 | 37.88 | 0.23808 | 21.19 | 0.047615 | 4.65 | 0.47615 | 37.88 | 0.23808 | 21.19 | 0.11904 | 11.22 | 0.023808 | 2.35 | 0.095231 | 9.08 | 0.047615 | 4.65 | 0.023808 | 2.35 | 0.0047615 | 0.48
11.25 | 40 | 0 | 0 | 1 | 39 | 2.5019 | 6.4935 | 1.38 | 5.5041 | 0.0028024 | 2.2 | 0 | 0 | 5729.7034 | 480 | 1.2509 | 3.2468 | 2.7521 | 0.0014012 | 0.62547 | 1.6234 | 1.376 | 0.00070061 | 0.12509 | 0.32468 | 0.27521 | 0.00014012 | 8:51 | 1.9154 | 85.27 | 0.9577 | 61.62 | 0.47885 | 38.05 | 0.09577 | 9.13 | 0.9577 | 61.62 | 0.47885 | 38.05 | 0.23943 | 21.29 | 0.047885 | 4.68 | 0.47885 | 38.05 | 0.23943 | 21.29 | 0.11971 | 11.28 | 0.023943 | 2.37 | 0.09577 | 9.13 | 0.047885 | 4.68 | 0.023943 | 2.37 | 0.0047885 | 0.48
11.25 | 40 | 0 | 0 | 1 | 39 | 2.505 | 6.4935 | 1.38 | 5.5109 | 0.0028059 | 2.2 | 0 | 0 | 5736.1766 | 480 | 1.2525 | 3.2468 | 2.7555 | 0.0014029 | 0.62624 | 1.6234 | 1.3777 | 0.00070147 | 0.12525 | 0.32468 | 0.27555 | 0.00014029 | 8:51 | 1.9262 | 85.43 | 0.96311 | 61.83 | 0.48155 | 38.22 | 0.096311 | 9.18 | 0.96311 | 61.83 | 0.48155 | 38.22 | 0.24078 | 21.4 | 0.048155 | 4.7 | 0.48155 | 38.22 | 0.24078 | 21.4 | 0.12039 | 11.34 | 0.024078 | 2.38 | 0.096311 | 9.18 | 0.048155 | 4.7 | 0.024078 | 2.38 | 0.0048155 | 0.48
11.25 | 40 | 0 | 0 | 1 | 39 | 2.508 | 6.4935 | 1.38 | 5.5176 | 0.0028093 | 2.2 | 0 | 0 | 5742.6053 | 480 | 1.254 | 3.2468 | 2.7588 | 0.0014047 | 0.62701 | 1.6234 | 1.3794 | 0.00070233 | 0.1254 | 0.32468 | 0.27588 | 0.00014047 | 8:52 | 1.937 | 85.59 | 0.96851 | 62.04 | 0.48426 | 38.38 | 0.096851 | 9.23 | 0.96851 | 62.04 | 0.48426 | 38.38 | 0.24213 | 21.5 | 0.048426 | 4.73 | 0.48426 | 38.38 | 0.24213 | 21.5 | 0.12106 | 11.4 | 0.024213 | 2.39 | 0.096851 | 9.23 | 0.048426 | 4.73 | 0.024213 | 2.39 | 0.0048426 | 0.48
11.25 | 40 | 0 | 0 | 1 | 39 | 2.5111 | 6.4935 | 1.38 | 5.5243 | 0.0028127 | 2.2 | 0 | 0 | 5748.9899 | 480 | 1.2555 | 3.2468 | 2.7622 | 0.0014064 | 0.62777 | 1.6234 | 1.3811 | 0.00070318 | 0.12555 | 0.32468 | 0.27622 | 0.00014064 | 8:52 | 1.9479 | 85.74 | 0.97393 | 62.24 | 0.48696 | 38.55 | 0.097393 | 9.28 | 0.97393 | 62.24 | 0.48696 | 38.55 | 0.24348 | 21.61 | 0.048696 | 4.75 | 0.48696 | 38.55 | 0.24348 | 21.61 | 0.12174 | 11.46 | 0.024348 | 2.41 | 0.097393 | 9.28 | 0.048696 | 4.75 | 0.024348 | 2.41 | 0.0048696 | 0.49
11.25 | 40 | 0 | 0 | 1 | 39 | 2.5141 | 6.4935 | 1.38 | 5.531 | 0.0028161 | 2.2 | 0 | 0 | 5755.3305 | 480 | 1.257 | 3.2468 | 2.7655 | 0.001408 | 0.62852 | 1.6234 | 1.3827 | 0.00070402 | 0.1257 | 0.32468 | 0.27655 | 0.0001408 | 8:52 | 1.9587 | 85.9 | 0.97935 | 62.44 | 0.48967 | 38.72 | 0.097935 | 9.33 | 0.97935 | 62.44 | 0.48967 | 38.72 | 0.24484 | 21.72 | 0.048967 | 4.78 | 0.48967 | 38.72 | 0.24484 | 21.72 | 0.12242 | 11.52 | 0.024484 | 2.42 | 0.097935 | 9.33 | 0.048967 | 4.78 | 0.024484 | 2.42 | 0.0048967 | 0.49
11.25 | 40 | 0 | 0 | 1 | 39 | 2.5171 | 6.4935 | 1.38 | 5.5376 | 0.0028195 | 2.2 | 0 | 0 | 5761.6275 | 480 | 1.2585 | 3.2468 | 2.7688 | 0.0014097 | 0.62927 | 1.6234 | 1.3844 | 0.00070486 | 0.12585 | 0.32468 | 0.27688 | 0.00014097 | 8:52 | 1.9696 | 86.05 | 0.98478 | 62.65 | 0.49239 | 38.88 | 0.098478 | 9.38 | 0.98478 | 62.65 | 0.49239 | 38.88 | 0.24619 | 21.82 | 0.049239 | 4.8 | 0.49239 | 38.88 | 0.24619 | 21.82 | 0.1231 | 11.58 | 0.024619 | 2.43 | 0.098478 | 9.38 | 0.049239 | 4.8 | 0.024619 | 2.43 | 0.0049239 | 0.49
11.25 | 40 | 0 | 0 | 1 | 39 | 2.5201 | 6.4935 | 1.38 | 5.5441 | 0.0028228 | 2.2 | 0 | 0 | 5767.8813 | 480 | 1.26 | 3.2468 | 2.7721 | 0.0014114 | 0.63001 | 1.6234 | 1.386 | 0.0007057 | 0.126 | 0.32468 | 0.27721 | 0.00014114 | 8:52 | 1.9804 | 86.2 | 0.99021 | 62.85 | 0.49511 | 39.05 | 0.099021 | 9.43 | 0.99021 | 62.85 | 0.49511 | 39.05 | 0.24755 | 21.93 | 0.049511 | 4.83 | 0.49511 | 39.05 | 0.24755 | 21.93 | 0.12378 | 11.64 | 0.024755 | 2.45 | 0.099021 | 9.43 | 0.049511 | 4.83 | 0.024755 | 2.45 | 0.0049511 | 0.49
11.25 | 40 | 0 | 0 | 1 | 39 | 2.523 | 6.4935 | 1.38 | 5.5506 | 0.0028261 | 2.2 | 0 | 0 | 5774.092 | 480 | 1.2615 | 3.2468 | 2.7753 | 0.0014131 | 0.63075 | 1.6234 | 1.3877 | 0.00070653 | 0.12615 | 0.32468 | 0.27753 | 0.00014131 | 8:52 | 1.9913 | 86.35 | 0.99565 | 63.05 | 0.49783 | 39.21 | 0.099565 | 9.48 | 0.99565 | 63.05 | 0.49783 | 39.21 | 0.24891 | 22.04 | 0.049783 | 4.86 | 0.49783 | 39.21 | 0.24891 | 22.04 | 0.12446 | 11.7 | 0.024891 | 2.46 | 0.099565 | 9.48 | 0.049783 | 4.86 | 0.024891 | 2.46 | 0.0049783 | 0.5
11.25 | 40 | 0 | 0 | 1 | 39 | 2.526 | 6.4935 | 1.38 | 5.5571 | 0.0028294 | 2.2 | 0 | 0 | 5780.2601 | 480 | 1.263 | 3.2468 | 2.7786 | 0.0014147 | 0.63149 | 1.6234 | 1.3893 | 0.00070735 | 0.1263 | 0.32468 | 0.27786 | 0.00014147 | 8:53 | 2.0022 | 86.5 | 1.0011 | 63.25 | 0.50055 | 39.38 | 0.10011 | 9.53 | 1.0011 | 63.25 | 0.50055 | 39.38 | 0.25027 | 22.14 | 0.050055 | 4.88 | 0.50055 | 39.38 | 0.25027 | 22.14 | 0.12514 | 11.76 | 0.025027 | 2.47 | 0.10011 | 9.53 | 0.050055 | 4.88 | 0.025027 | 2.47 | 0.0050055 | 0.5
11.25 | 40 | 0 | 0 | 1 | 39 | 2.5289 | 6.4935 | 1.38 | 5.5635 | 0.0028327 | 2.2 | 0 | 0 | 5786.3857 | 480 | 1.2644 | 3.2468 | 2.7818 | 0.0014163 | 0.63222 | 1.6234 | 1.3909 | 0.00070817 | 0.12644 | 0.32468 | 0.27818 | 0.00014163 | 8:53 | 2.0131 | 86.64 | 1.0066 | 63.45 | 0.50328 | 39.55 | 0.10066 | 9.58 | 1.0066 | 63.45 | 0.50328 | 39.55 | 0.25164 | 22.25 | 0.050328 | 4.91 | 0.50328 | 39.55 | 0.25164 | 22.25 | 0.12582 | 11.82 | 0.025164 | 2.48 | 0.10066 | 9.58 | 0.050328 | 4.91 | 0.025164 | 2.48 | 0.0050328 | 0.5
11.25 | 40 | 0 | 0 | 1 | 39 | 2.5318 | 6.4935 | 1.38 | 5.5699 | 0.0028359 | 2.2 | 0 | 0 | 5792.4693 | 480 | 1.2659 | 3.2468 | 2.7849 | 0.001418 | 0.63294 | 1.6234 | 1.3925 | 0.00070898 | 0.12659 | 0.32468 | 0.27849 | 0.0001418 | 8:53 | 2.024 | 86.79 | 1.012 | 63.65 | 0.506 | 39.71 | 0.1012 | 9.62 | 1.012 | 63.65 | 0.506 | 39.71 | 0.253 | 22.35 | 0.0506 | 4.93 | 0.506 | 39.71 | 0.253 | 22.35 | 0.1265 | 11.88 | 0.0253 | 2.5 | 0.1012 | 9.62 | 0.0506 | 4.93 | 0.0253 | 2.5 | 0.00506 | 0.5
11.25 | 40 | 0 | 0 | 1 | 39 | 2.5346 | 6.4935 | 1.38 | 5.5762 | 0.0028391 | 2.2 | 0 | 0 | 5798.511 | 480 | 1.2673 | 3.2468 | 2.7881 | 0.0014196 | 0.63366 | 1.6234 | 1.3941 | 0.00070978 | 0.12673 | 0.32468 | 0.27881 | 0.00014196 | 8:53 | 2.0349 | 86.93 | 1.0175 | 63.85 | 0.50874 | 39.87 | 0.10175 | 9.67 | 1.0175 | 63.85 | 0.50874 | 39.87 | 0.25437 | 22.46 | 0.050874 | 4.96 | 0.50874 | 39.87 | 0.25437 | 22.46 | 0.12718 | 11.94 | 0.025437 | 2.51 | 0.10175 | 9.67 | 0.050874 | 4.96 | 0.025437 | 2.51 | 0.0050874 | 0.51
11.25 | 40 | 0 | 0 | 1 | 39 | 2.5375 | 6.4935 | 1.38 | 5.5825 | 0.0028423 | 2.2 | 0 | 0 | 5804.5111 | 480 | 1.2688 | 3.2468 | 2.7913 | 0.0014212 | 0.63438 | 1.6234 | 1.3956 | 0.00071058 | 0.12688 | 0.32468 | 0.27913 | 0.00014212 | 8:53 | 2.0459 | 87.07 | 1.0229 | 64.05 | 0.51147 | 40.04 | 0.10229 | 9.72 | 1.0229 | 64.05 | 0.51147 | 40.04 | 0.25574 | 22.57 | 0.051147 | 4.99 | 0.51147 | 40.04 | 0.25574 | 22.57 | 0.12787 | 12 | 0.025574 | 2.52 | 0.10229 | 9.72 | 0.051147 | 4.99 | 0.025574 | 2.52 | 0.0051147 | 0.51
11.25 | 40 | 0 | 0 | 1 | 39 | 2.5403 | 6.4935 | 1.38 | 5.5888 | 0.0028455 | 2.2 | 0 | 0 | 5810.4701 | 480 | 1.2702 | 3.2468 | 2.7944 | 0.0014228 | 0.63509 | 1.6234 | 1.3972 | 0.00071138 | 0.12702 | 0.32468 | 0.27944 | 0.00014228 | 8:54 | 2.0568 | 87.21 | 1.0284 | 64.24 | 0.51421 | 40.2 | 0.10284 | 9.77 | 1.0284 | 64.24 | 0.51421 | 40.2 | 0.25711 | 22.67 | 0.051421 | 5.01 | 0.51421 | 40.2 | 0.25711 | 22.67 | 0.12855 | 12.06 | 0.025711 | 2.54 | 0.10284 | 9.77 | 0.051421 | 5.01 | 0.025711 | 2.54 | 0.0051421 | 0.51
11.25 | 40 | 0 | 0 | 1 | 39 | 2.5432 | 6.4935 | 1.38 | 5.595 | 0.0028487 | 2.2 | 0 | 0 | 5816.388 | 480 | 1.2716 | 3.2468 | 2.7975 | 0.0014243 | 0.63579 | 1.6234 | 1.3987 | 0.00071217 | 0.12716 | 0.32468 | 0.27975 | 0.00014243 | 8:54 | 2.0678 | 87.35 | 1.0339 | 64.44 | 0.51695 | 40.37 | 0.10339 | 9.82 | 1.0339 | 64.44 | 0.51695 | 40.37 | 0.25848 | 22.78 | 0.051695 | 5.04 | 0.51695 | 40.37 | 0.25848 | 22.78 | 0.12924 | 12.12 | 0.025848 | 2.55 | 0.10339 | 9.82 | 0.051695 | 5.04 | 0.025848 | 2.55 | 0.0051695 | 0.52
11.25 | 40 | 0 | 0 | 1 | 39 | 2.546 | 6.4935 | 1.38 | 5.6011 | 0.0028518 | 2.2 | 0 | 0 | 5822.2653 | 480 | 1.273 | 3.2468 | 2.8006 | 0.0014259 | 0.63649 | 1.6234 | 1.4003 | 0.00071295 | 0.1273 | 0.32468 | 0.28006 | 0.00014259 | 8:54 | 2.0788 | 87.49 | 1.0394 | 64.63 | 0.5197 | 40.53 | 0.10394 | 9.87 | 1.0394 | 64.63 | 0.5197 | 40.53 | 0.25985 | 22.88 | 0.05197 | 5.06 | 0.5197 | 40.53 | 0.25985 | 22.88 | 0.12992 | 12.18 | 0.025985 | 2.57 | 0.10394 | 9.87 | 0.05197 | 5.06 | 0.025985 | 2.57 | 0.005197 | 0.52
11.25 | 40 | 0 | 0 | 1 | 39 | 2.5487 | 6.4935 | 1.38 | 5.6072 | 0.0028549 | 2.2 | 0 | 0 | 5828.1022 | 480 | 1.2744 | 3.2468 | 2.8036 | 0.0014275 | 0.63719 | 1.6234 | 1.4018 | 0.00071373 | 0.12744 | 0.32468 | 0.28036 | 0.00014275 | 8:54 | 2.0898 | 87.63 | 1.0449 | 64.83 | 0.52245 | 40.69 | 0.10449 | 9.92 | 1.0449 | 64.83 | 0.52245 | 40.69 | 0.26122 | 22.99 | 0.052245 | 5.09 | 0.52245 | 40.69 | 0.26122 | 22.99 | 0.13061 | 12.24 | 0.026122 | 2.58 | 0.10449 | 9.92 | 0.052245 | 5.09 | 0.026122 | 2.58 | 0.0052245 | 0.52
11.25 | 40 | 0 | 0 | 1 | 39 | 2.5515 | 6.4935 | 1.38 | 5.6133 | 0.002858 | 2.2 | 0 | 0 | 5833.8989 | 480 | 1.2758 | 3.2468 | 2.8067 | 0.001429 | 0.63788 | 1.6234 | 1.4033 | 0.0007145 | 0.12758 | 0.32468 | 0.28067 | 0.0001429 | 8:54 | 2.1008 | 87.76 | 1.0504 | 65.02 | 0.5252 | 40.86 | 0.10504 | 9.97 | 1.0504 | 65.02 | 0.5252 | 40.86 | 0.2626 | 23.09 | 0.05252 | 5.12 | 0.5252 | 40.86 | 0.2626 | 23.09 | 0.1313 | 12.3 | 0.02626 | 2.59 | 0.10504 | 9.97 | 0.05252 | 5.12 | 0.02626 | 2.59 | 0.005252 | 0.52
11.25 | 40 | 0 | 0 | 1 | 39 | 2.5542 | 6.4935 | 1.38 | 5.6193 | 0.0028611 | 2.2 | 0 | 0 | 5839.6558 | 480 | 1.2771 | 3.2468 | 2.8097 | 0.0014305 | 0.63856 | 1.6234 | 1.4048 | 0.00071527 | 0.12771 | 0.32468 | 0.28097 | 0.00014305 | 8:55 | 2.1118 | 87.9 | 1.0559 | 65.21 | 0.52795 | 41.02 | 0.10559 | 10.02 | 1.0559 | 65.21 | 0.52795 | 41.02 | 0.26398 | 23.2 | 0.052795 | 5.14 | 0.52795 | 41.02 | 0.26398 | 23.2 | 0.13199 | 12.36 | 0.026398 | 2.61 | 0.10559 | 10.02 | 0.052795 | 5.14 | 0.026398 | 2.61 | 0.0052795 | 0.53
11.25 | 40 | 0 | 0 | 1 | 39 | 2.557 | 6.4935 | 1.38 | 5.6253 | 0.0028641 | 2.2 | 0 | 0 | 5845.3731 | 480 | 1.2785 | 3.2468 | 2.8127 | 0.0014321 | 0.63924 | 1.6234 | 1.4063 | 0.00071603 | 0.12785 | 0.32468 | 0.28127 | 0.00014321 | 8:55 | 2.1228 | 88.03 | 1.0614 | 65.4 | 0.53071 | 41.18 | 0.10614 | 10.07 | 1.0614 | 65.4 | 0.53071 | 41.18 | 0.26535 | 23.31 | 0.053071 | 5.17 | 0.53071 | 41.18 | 0.26535 | 23.31 | 0.13268 | 12.43 | 0.026535 | 2.62 | 0.10614 | 10.07 | 0.053071 | 5.17 | 0.026535 | 2.62 | 0.0053071 | 0.53
11.25 | 40 | 0 | 0 | 1 | 39 | 2.5597 | 6.4935 | 1.38 | 5.6313 | 0.0028672 | 2.2 | 0 | 0 | 5851.0511 | 480 | 1.2798 | 3.2468 | 2.8156 | 0.0014336 | 0.63992 | 1.6234 | 1.4078 | 0.00071679 | 0.12798 | 0.32468 | 0.28156 | 0.00014336 | 8:55 | 2.1339 | 88.16 | 1.0669 | 65.59 | 0.53347 | 41.34 | 0.10669 | 10.12 | 1.0669 | 65.59 | 0.53347 | 41.34 | 0.26673 | 23.41 | 0.053347 | 5.19 | 0.53347 | 41.34 | 0.26673 | 23.41 | 0.13337 | 12.49 | 0.026673 | 2.63 | 0.10669 | 10.12 | 0.053347 | 5.19 | 0.026673 | 2.63 | 0.0053347 | 0.53
11.25 | 40 | 0 | 0 | 1 | 39 | 2.5624 | 6.4935 | 1.38 | 5.6372 | 0.0028702 | 2.2 | 0 | 0 | 5856.69 | 480 | 1.2812 | 3.2468 | 2.8186 | 0.0014351 | 0.64059 | 1.6234 | 1.4093 | 0.00071754 | 0.12812 | 0.32468 | 0.28186 | 0.00014351 | 8:55 | 2.1449 | 88.29 | 1.0725 | 65.78 | 0.53623 | 41.51 | 0.10725 | 10.17 | 1.0725 | 65.78 | 0.53623 | 41.51 | 0.26811 | 23.52 | 0.053623 | 5.22 | 0.53623 | 41.51 | 0.26811 | 23.52 | 0.13406 | 12.55 | 0.026811 | 2.65 | 0.10725 | 10.17 | 0.053623 | 5.22 | 0.026811 | 2.65 | 0.0053623 | 0.53
11.25 | 40 | 0 | 0 | 1 | 39 | 2.565 | 6.4935 | 1.38 | 5.643 | 0.0028732 | 2.2 | 0 | 0 | 5862.2902 | 480 | 1.2825 | 3.2468 | 2.8215 | 0.0014366 | 0.64126 | 1.6234 | 1.4108 | 0.00071829 | 0.12825 | 0.32468 | 0.28215 | 0.00014366 | 8:55 | 2.156 | 88.42 | 1.078 | 65.97 | 0.539 | 41.67 | 0.1078 | 10.22 | 1.078 | 65.97 | 0.539 | 41.67 | 0.2695 | 23.62 | 0.0539 | 5.25 | 0.539 | 41.67 | 0.2695 | 23.62 | 0.13475 | 12.61 | 0.02695 | 2.66 | 0.1078 | 10.22 | 0.0539 | 5.25 | 0.02695 | 2.66 | 0.00539 | 0.54
11.25 | 40 | 0 | 0 | 1 | 39 | 2.5677 | 6.4935 | 1.38 | 5.6489 | 0.0028761 | 2.2 | 0 | 0 | 5867.8519 | 480 | 1.2838 | 3.2468 | 2.8244 | 0.0014381 | 0.64192 | 1.6234 | 1.4122 | 0.00071903 | 0.12838 | 0.32468 | 0.28244 | 0.00014381 | 8:55 | 2.1671 | 88.55 | 1.0835 | 66.16 | 0.54176 | 41.83 | 0.10835 | 10.27 | 1.0835 | 66.16 | 0.54176 | 41.83 | 0.27088 | 23.73 | 0.054176 | 5.27 | 0.54176 | 41.83 | 0.27088 | 23.73 | 0.13544 | 12.67 | 0.027088 | 2.67 | 0.10835 | 10.27 | 0.054176 | 5.27 | 0.027088 | 2.67 | 0.0054176 | 0.54
11.25 | 40 | 0 | 0 | 1 | 39 | 2.5703 | 6.4935 | 1.38 | 5.6547 | 0.0028791 | 2.2 | 0 | 0 | 5873.3754 | 480 | 1.2852 | 3.2468 | 2.8273 | 0.0014395 | 0.64258 | 1.6234 | 1.4137 | 0.00071977 | 0.12852 | 0.32468 | 0.28273 | 0.00014395 | 8:56 | 2.1781 | 88.67 | 1.0891 | 66.35 | 0.54453 | 41.99 | 0.10891 | 10.32 | 1.0891 | 66.35 | 0.54453 | 41.99 | 0.27227 | 23.83 | 0.054453 | 5.3 | 0.54453 | 41.99 | 0.27227 | 23.83 | 0.13613 | 12.73 | 0.027227 | 2.69 | 0.10891 | 10.32 | 0.054453 | 5.3 | 0.027227 | 2.69 | 0.0054453 | 0.54
11.25 | 40 | 0 | 0 | 1 | 39 | 2.5729 | 6.4935 | 1.38 | 5.6604 | 0.002882 | 2.2 | 0 | 0 | 5878.8608 | 480 | 1.2865 | 3.2468 | 2.8302 | 0.001441 | 0.64323 | 1.6234 | 1.4151 | 0.0007205 | 0.12865 | 0.32468 | 0.28302 | 0.0001441 | 8:56 | 2.1892 | 88.8 | 1.0946 | 66.53 | 0.54731 | 42.15 | 0.10946 | 10.37 | 1.0946 | 66.53 | 0.54731 | 42.15 | 0.27365 | 23.94 | 0.054731 | 5.33 | 0.54731 | 42.15 | 0.27365 | 23.94 | 0.13683 | 12.79 | 0.027365 | 2.7 | 0.10946 | 10.37 | 0.054731 | 5.33 | 0.027365 | 2.7 | 0.0054731 | 0.55
11.25 | 40 | 0 | 0 | 1 | 39 | 2.5755 | 6.4935 | 1.38 | 5.6661 | 0.0028849 | 2.2 | 0 | 0 | 5884.3086 | 480 | 1.2878 | 3.2468 | 2.8331 | 0.0014425 | 0.64388 | 1.6234 | 1.4165 | 0.00072123 | 0.12878 | 0.32468 | 0.28331 | 0.00014425 | 8:56 | 2.2003 | 88.92 | 1.1002 | 66.72 | 0.55009 | 42.31 | 0.11002 | 10.42 | 1.1002 | 66.72 | 0.55009 | 42.31 | 0.27504 | 24.05 | 0.055009 | 5.35 | 0.55009 | 42.31 | 0.27504 | 24.05 | 0.13752 | 12.85 | 0.027504 | 2.71 | 0.11002 | 10.42 | 0.055009 | 5.35 | 0.027504 | 2.71 | 0.0055009 | 0.55
11.25 | 40 | 0 | 0 | 1 | 39 | 2.5781 | 6.4935 | 1.38 | 5.6718 | 0.0028878 | 2.2 | 0 | 0 | 5889.7189 | 480 | 1.289 | 3.2468 | 2.8359 | 0.0014439 | 0.64452 | 1.6234 | 1.4179 | 0.00072195 | 0.1289 | 0.32468 | 0.28359 | 0.00014439 | 8:56 | 2.2115 | 89.05 | 1.1057 | 66.9 | 0.55286 | 42.47 | 0.11057 | 10.47 | 1.1057 | 66.9 | 0.55286 | 42.47 | 0.27643 | 24.15 | 0.055286 | 5.38 | 0.55286 | 42.47 | 0.27643 | 24.15 | 0.13822 | 12.91 | 0.027643 | 2.73 | 0.11057 | 10.47 | 0.055286 | 5.38 | 0.027643 | 2.73 | 0.0055286 | 0.55
11.25 | 40 | 0 | 0 | 1 | 39 | 2.5806 | 6.4935 | 1.38 | 5.6774 | 0.0028907 | 2.2 | 0 | 0 | 5895.092 | 480 | 1.2903 | 3.2468 | 2.8387 | 0.0014453 | 0.64516 | 1.6234 | 1.4194 | 0.00072266 | 0.12903 | 0.32468 | 0.28387 | 0.00014453 | 8:56 | 2.2226 | 89.17 | 1.1113 | 67.09 | 0.55565 | 42.63 | 0.11113 | 10.52 | 1.1113 | 67.09 | 0.55565 | 42.63 | 0.27782 | 24.26 | 0.055565 | 5.4 | 0.55565 | 42.63 | 0.27782 | 24.26 | 0.13891 | 12.97 | 0.027782 | 2.74 | 0.11113 | 10.52 | 0.055565 | 5.4 | 0.027782 | 2.74 | 0.0055565 | 0.55
11.25 | 40 | 0 | 0 | 1 | 39 | 2.5832 | 6.4935 | 1.38 | 5.683 | 0.0028935 | 2.2 | 0 | 0 | 5900.4282 | 480 | 1.2916 | 3.2468 | 2.8415 | 0.0014468 | 0.6458 | 1.6234 | 1.4208 | 0.00072338 | 0.12916 | 0.32468 | 0.28415 | 0.00014468 | 8:57 | 2.2337 | 89.29 | 1.1169 | 67.27 | 0.55843 | 42.79 | 0.11169 | 10.57 | 1.1169 | 67.27 | 0.55843 | 42.79 | 0.27922 | 24.36 | 0.055843 | 5.43 | 0.55843 | 42.79 | 0.27922 | 24.36 | 0.13961 | 13.03 | 0.027922 | 2.75 | 0.11169 | 10.57 | 0.055843 | 5.43 | 0.027922 | 2.75 | 0.0055843 | 0.56
11.25 | 40 | 0 | 0 | 1 | 39 | 2.5857 | 6.4935 | 1.38 | 5.6886 | 0.0028963 | 2.2 | 0 | 0 | 5905.7277 | 480 | 1.2929 | 3.2468 | 2.8443 | 0.0014482 | 0.64643 | 1.6234 | 1.4221 | 0.00072408 | 0.12929 | 0.32468 | 0.28443 | 0.00014482 | 8:57 | 2.2449 | 89.41 | 1.1224 | 67.45 | 0.56122 | 42.95 | 0.11224 | 10.62 | 1.1224 | 67.45 | 0.56122 | 42.95 | 0.28061 | 24.47 | 0.056122 | 5.46 | 0.56122 | 42.95 | 0.28061 | 24.47 | 0.1403 | 13.09 | 0.028061 | 2.77 | 0.11224 | 10.62 | 0.056122 | 5.46 | 0.028061 | 2.77 | 0.0056122 | 0.56
11.25 | 40 | 0 | 0 | 1 | 39 | 2.5882 | 6.4935 | 1.38 | 5.6941 | 0.0028991 | 2.2 | 0 | 0 | 5910.9908 | 480 | 1.2941 | 3.2468 | 2.847 | 0.0014496 | 0.64705 | 1.6234 | 1.4235 | 0.00072478 | 0.12941 | 0.32468 | 0.2847 | 0.00014496 | 8:57 | 2.256 | 89.52 | 1.128 | 67.63 | 0.56401 | 43.11 | 0.1128 | 10.67 | 1.128 | 67.63 | 0.56401 | 43.11 | 0.28201 | 24.57 | 0.056401 | 5.48 | 0.56401 | 43.11 | 0.28201 | 24.57 | 0.141 | 13.15 | 0.028201 | 2.78 | 0.1128 | 10.67 | 0.056401 | 5.48 | 0.028201 | 2.78 | 0.0056401 | 0.56
11.25 | 40 | 0 | 0 | 1 | 39 | 2.5907 | 6.4935 | 1.38 | 5.6996 | 0.0029019 | 2.2 | 0 | 0 | 5916.2176 | 480 | 1.2954 | 3.2468 | 2.8498 | 0.001451 | 0.64768 | 1.6234 | 1.4249 | 0.00072548 | 0.12954 | 0.32468 | 0.28498 | 0.0001451 | 8:57 | 2.2672 | 89.64 | 1.1336 | 67.81 | 0.5668 | 43.27 | 0.11336 | 10.72 | 1.1336 | 67.81 | 0.5668 | 43.27 | 0.2834 | 24.68 | 0.05668 | 5.51 | 0.5668 | 43.27 | 0.2834 | 24.68 | 0.1417 | 13.21 | 0.02834 | 2.79 | 0.11336 | 10.72 | 0.05668 | 5.51 | 0.02834 | 2.79 | 0.005668 | 0.57
11.25 | 40 | 0 | 0 | 1 | 39 | 2.5932 | 6.4935 | 1.38 | 5.705 | 0.0029047 | 2.2 | 0 | 0 | 5921.4086 | 480 | 1.2966 | 3.2468 | 2.8525 | 0.0014523 | 0.64829 | 1.6234 | 1.4262 | 0.00072617 | 0.12966 | 0.32468 | 0.28525 | 0.00014523 | 8:57 | 2.2784 | 89.76 | 1.1392 | 67.99 | 0.5696 | 43.42 | 0.11392 | 10.77 | 1.1392 | 67.99 | 0.5696 | 43.42 | 0.2848 | 24.78 | 0.05696 | 5.54 | 0.5696 | 43.42 | 0.2848 | 24.78 | 0.1424 | 13.27 | 0.02848 | 2.81 | 0.11392 | 10.77 | 0.05696 | 5.54 | 0.02848 | 2.81 | 0.005696 | 0.57
11.25 | 40 | 0 | 0 | 1 | 39 | 2.5956 | 6.4935 | 1.38 | 5.7104 | 0.0029074 | 2.2 | 0 | 0 | 5926.5638 | 480 | 1.2978 | 3.2468 | 2.8552 | 0.0014537 | 0.64891 | 1.6234 | 1.4276 | 0.00072686 | 0.12978 | 0.32468 | 0.28552 | 0.00014537 | 8:58 | 2.2896 | 89.87 | 1.1448 | 68.17 | 0.5724 | 43.58 | 0.11448 | 10.82 | 1.1448 | 68.17 | 0.5724 | 43.58 | 0.2862 | 24.89 | 0.05724 | 5.56 | 0.5724 | 43.58 | 0.2862 | 24.89 | 0.1431 | 13.33 | 0.02862 | 2.82 | 0.11448 | 10.82 | 0.05724 | 5.56 | 0.02862 | 2.82 | 0.005724 | 0.57
11.25 | 40 | 0 | 0 | 1 | 39 | 2.5981 | 6.4935 | 1.38 | 5.7158 | 0.0029102 | 2.2 | 0 | 0 | 5931.6836 | 480 | 1.299 | 3.2468 | 2.8579 | 0.0014551 | 0.64952 | 1.6234 | 1.4289 | 0.00072754 | 0.1299 | 0.32468 | 0.28579 | 0.00014551 | 8:58 | 2.3008 | 89.98 | 1.1504 | 68.35 | 0.5752 | 43.74 | 0.11504 | 10.87 | 1.1504 | 68.35 | 0.5752 | 43.74 | 0.2876 | 24.99 | 0.05752 | 5.59 | 0.5752 | 43.74 | 0.2876 | 24.99 | 0.1438 | 13.39 | 0.02876 | 2.84 | 0.11504 | 10.87 | 0.05752 | 5.59 | 0.02876 | 2.84 | 0.005752 | 0.57
11.25 | 40 | 0 | 0 | 1 | 39 | 2.6005 | 6.4935 | 1.38 | 5.7211 | 0.0029129 | 2.2 | 0 | 0 | 5936.7682 | 480 | 1.3002 | 3.2468 | 2.8605 | 0.0014564 | 0.65012 | 1.6234 | 1.4303 | 0.00072822 | 0.13002 | 0.32468 | 0.28605 | 0.00014564 | 8:58 | 2.312 | 90.09 | 1.156 | 68.53 | 0.578 | 43.9 | 0.1156 | 10.92 | 1.156 | 68.53 | 0.578 | 43.9 | 0.289 | 25.1 | 0.0578 | 5.62 | 0.578 | 43.9 | 0.289 | 25.1 | 0.1445 | 13.45 | 0.0289 | 2.85 | 0.1156 | 10.92 | 0.0578 | 5.62 | 0.0289 | 2.85 | 0.00578 | 0.58
11.25 | 40 | 0 | 0 | 1 | 39 | 2.6029 | 6.4935 | 1.38 | 5.7264 | 0.0029156 | 2.2 | 0 | 0 | 5941.8179 | 480 | 1.3014 | 3.2468 | 2.8632 | 0.0014578 | 0.65072 | 1.6234 | 1.4316 | 0.0007289 | 0.13014 | 0.32468 | 0.28632 | 0.00014578 | 8:58 | 2.3232 | 90.2 | 1.1616 | 68.7 | 0.58081 | 44.06 | 0.11616 | 10.97 | 1.1616 | 68.7 | 0.58081 | 44.06 | 0.2904 | 25.2 | 0.058081 | 5.64 | 0.58081 | 44.06 | 0.2904 | 25.2 | 0.1452 | 13.52 | 0.02904 | 2.86 | 0.11616 | 10.97 | 0.058081 | 5.64 | 0.02904 | 2.86 | 0.0058081 | 0.58
11.25 | 40 | 0 | 0 | 1 | 39 | 2.6053 | 6.4935 | 1.38 | 5.7316 | 0.0029183 | 2.2 | 0 | 0 | 5946.8328 | 480 | 1.3026 | 3.2468 | 2.8658 | 0.0014591 | 0.65132 | 1.6234 | 1.4329 | 0.00072956 | 0.13026 | 0.32468 | 0.28658 | 0.00014591 | 8:58 | 2.3345 | 90.31 | 1.1672 | 68.88 | 0.58362 | 44.21 | 0.11672 | 11.02 | 1.1672 | 68.88 | 0.58362 | 44.21 | 0.29181 | 25.31 | 0.058362 | 5.67 | 0.58362 | 44.21 | 0.29181 | 25.31 | 0.1459 | 13.58 | 0.029181 | 2.88 | 0.11672 | 11.02 | 0.058362 | 5.67 | 0.029181 | 2.88 | 0.0058362 | 0.58
11.25 | 40 | 0 | 0 | 1 | 39 | 2.6077 | 6.4935 | 1.38 | 5.7368 | 0.0029209 | 2.2 | 0 | 0 | 5951.8133 | 480 | 1.3038 | 3.2468 | 2.8684 | 0.0014605 | 0.65191 | 1.6234 | 1.4342 | 0.00073023 | 0.13038 | 0.32468 | 0.28684 | 0.00014605 | 8:58 | 2.3457 | 90.42 | 1.1729 | 69.05 | 0.58643 | 44.37 | 0.11729 | 11.07 | 1.1729 | 69.05 | 0.58643 | 44.37 | 0.29321 | 25.41 | 0.058643 | 5.7 | 0.58643 | 44.37 | 0.29321 | 25.41 | 0.14661 | 13.64 | 0.029321 | 2.89 | 0.11729 | 11.07 | 0.058643 | 5.7 | 0.029321 | 2.89 | 0.0058643 | 0.58
11.25 | 40 | 0 | 0 | 1 | 39 | 2.61 | 6.4935 | 1.38 | 5.742 | 0.0029236 | 2.2 | 0 | 0 | 5956.7595 | 480 | 1.305 | 3.2468 | 2.871 | 0.0014618 | 0.6525 | 1.6234 | 1.4355 | 0.00073089 | 0.1305 | 0.32468 | 0.2871 | 0.00014618 | 8:59 | 2.357 | 90.53 | 1.1785 | 69.23 | 0.58924 | 44.53 | 0.11785 | 11.12 | 1.1785 | 69.23 | 0.58924 | 44.53 | 0.29462 | 25.52 | 0.058924 | 5.72 | 0.58924 | 44.53 | 0.29462 | 25.52 | 0.14731 | 13.7 | 0.029462 | 2.9 | 0.11785 | 11.12 | 0.058924 | 5.72 | 0.029462 | 2.9 | 0.0058924 | 0.59
11.25 | 40 | 0 | 0 | 1 | 39 | 2.6124 | 6.4935 | 1.38 | 5.7472 | 0.0029262 | 2.2 | 0 | 0 | 5961.6717 | 480 | 1.3062 | 3.2468 | 2.8736 | 0.0014631 | 0.65309 | 1.6234 | 1.4368 | 0.00073154 | 0.13062 | 0.32468 | 0.28736 | 0.00014631 | 8:59 | 2.3682 | 90.64 | 1.1841 | 69.4 | 0.59206 | 44.68 | 0.11841 | 11.17 | 1.1841 | 69.4 | 0.59206 | 44.68 | 0.29603 | 25.62 | 0.059206 | 5.75 | 0.59206 | 44.68 | 0.29603 | 25.62 | 0.14801 | 13.76 | 0.029603 | 2.92 | 0.11841 | 11.17 | 0.059206 | 5.75 | 0.029603 | 2.92 | 0.0059206 | 0.59
11.25 | 40 | 0 | 0 | 1 | 39 | 2.6147 | 6.4935 | 1.38 | 5.7523 | 0.0029288 | 2.2 | 0 | 0 | 5966.5502 | 480 | 1.3073 | 3.2468 | 2.8761 | 0.0014644 | 0.65367 | 1.6234 | 1.4381 | 0.00073219 | 0.13073 | 0.32468 | 0.28761 | 0.00014644 | 8:59 | 2.3795 | 90.74 | 1.1898 | 69.57 | 0.59488 | 44.84 | 0.11898 | 11.22 | 1.1898 | 69.57 | 0.59488 | 44.84 | 0.29744 | 25.73 | 0.059488 | 5.78 | 0.59488 | 44.84 | 0.29744 | 25.73 | 0.14872 | 13.82 | 0.029744 | 2.93 | 0.11898 | 11.22 | 0.059488 | 5.78 | 0.029744 | 2.93 | 0.0059488 | 0.59
11.25 | 40 | 0 | 0 | 1 | 39 | 2.617 | 6.4935 | 1.38 | 5.7574 | 0.0029314 | 2.2 | 0 | 0 | 5971.3951 | 480 | 1.3085 | 3.2468 | 2.8787 | 0.0014657 | 0.65425 | 1.6234 | 1.4393 | 0.00073284 | 0.13085 | 0.32468 | 0.28787 | 0.00014657 | 8:59 | 2.3908 | 90.84 | 1.1954 | 69.74 | 0.5977 | 44.99 | 0.11954 | 11.27 | 1.1954 | 69.74 | 0.5977 | 44.99 | 0.29885 | 25.83 | 0.05977 | 5.8 | 0.5977 | 44.99 | 0.29885 | 25.83 | 0.14942 | 13.88 | 0.029885 | 2.94 | 0.11954 | 11.27 | 0.05977 | 5.8 | 0.029885 | 2.94 | 0.005977 | 0.6
11.25 | 40 | 0 | 0 | 1 | 39 | 2.6193 | 6.4935 | 1.38 | 5.7624 | 0.0029339 | 2.2 | 0 | 0 | 5976.2067 | 480 | 1.3096 | 3.2468 | 2.8812 | 0.001467 | 0.65482 | 1.6234 | 1.4406 | 0.00073348 | 0.13096 | 0.32468 | 0.28812 | 0.0001467 | 8:59 | 2.4021 | 90.95 | 1.201 | 69.91 | 0.60052 | 45.15 | 0.1201 | 11.32 | 1.201 | 69.91 | 0.60052 | 45.15 | 0.30026 | 25.94 | 0.060052 | 5.83 | 0.60052 | 45.15 | 0.30026 | 25.94 | 0.15013 | 13.94 | 0.030026 | 2.96 | 0.1201 | 11.32 | 0.060052 | 5.83 | 0.030026 | 2.96 | 0.0060052 | 0.6
11.25 | 40 | 0 | 0 | 1 | 39 | 2.6215 | 6.4935 | 1.38 | 5.7674 | 0.0029365 | 2.2 | 0 | 0 | 5980.9852 | 480 | 1.3108 | 3.2468 | 2.8837 | 0.0014682 | 0.65539 | 1.6234 | 1.4419 | 0.00073412 | 0.13108 | 0.32468 | 0.28837 | 0.00014682 | 9:00 | 2.4134 | 91.05 | 1.2067 | 70.08 | 0.60335 | 45.3 | 0.12067 | 11.37 | 1.2067 | 70.08 | 0.60335 | 45.3 | 0.30167 | 26.04 | 0.060335 | 5.86 | 0.60335 | 45.3 | 0.30167 | 26.04 | 0.15084 | 14 | 0.030167 | 2.97 | 0.12067 | 11.37 | 0.060335 | 5.86 | 0.030167 | 2.97 | 0.0060335 | 0.6
11.25 | 40 | 0 | 0 | 1 | 39 | 2.6238 | 6.4935 | 1.38 | 5.7724 | 0.002939 | 2.2 | 0 | 0 | 5985.7308 | 480 | 1.3119 | 3.2468 | 2.8862 | 0.0014695 | 0.65595 | 1.6234 | 1.4431 | 0.00073475 | 0.13119 | 0.32468 | 0.28862 | 0.00014695 | 9:00 | 2.4247 | 91.15 | 1.2124 | 70.25 | 0.60618 | 45.46 | 0.12124 | 11.42 | 1.2124 | 70.25 | 0.60618 | 45.46 | 0.30309 | 26.15 | 0.060618 | 5.88 | 0.60618 | 45.46 | 0.30309 | 26.15 | 0.15154 | 14.06 | 0.030309 | 2.99 | 0.12124 | 11.42 | 0.060618 | 5.88 | 0.030309 | 2.99 | 0.0060618 | 0.6
11.25 | 40 | 0 | 0 | 1 | 39 | 2.6261 | 6.4935 | 1.38 | 5.7773 | 0.0029415 | 2.2 | 0 | 0 | 5990.4439 | 480 | 1.313 | 3.2468 | 2.8887 | 0.0014708 | 0.65651 | 1.6234 | 1.4443 | 0.00073538 | 0.1313 | 0.32468 | 0.28887 | 0.00014708 | 9:00 | 2.436 | 91.25 | 1.218 | 70.42 | 0.60901 | 45.61 | 0.1218 | 11.47 | 1.218 | 70.42 | 0.60901 | 45.61 | 0.3045 | 26.25 | 0.060901 | 5.91 | 0.60901 | 45.61 | 0.3045 | 26.25 | 0.15225 | 14.12 | 0.03045 | 3 | 0.1218 | 11.47 | 0.060901 | 5.91 | 0.03045 | 3 | 0.0060901 | 0.61
11.25 | 40 | 0 | 0 | 1 | 39 | 2.6283 | 6.4935 | 1.38 | 5.7822 | 0.002944 | 2.2 | 0 | 0 | 5995.1245 | 480 | 1.3141 | 3.2468 | 2.8911 | 0.001472 | 0.65707 | 1.6234 | 1.4456 | 0.000736 | 0.13141 | 0.32468 | 0.28911 | 0.0001472 | 9:00 | 2.4474 | 91.35 | 1.2237 | 70.59 | 0.61184 | 45.76 | 0.12237 | 11.52 | 1.2237 | 70.59 | 0.61184 | 45.76 | 0.30592 | 26.36 | 0.061184 | 5.94 | 0.61184 | 45.76 | 0.30592 | 26.36 | 0.15296 | 14.18 | 0.030592 | 3.01 | 0.12237 | 11.52 | 0.061184 | 5.94 | 0.030592 | 3.01 | 0.0061184 | 0.61
11.25 | 40 | 0 | 0 | 1 | 39 | 2.6305 | 6.4935 | 1.38 | 5.7871 | 0.0029465 | 2.2 | 0 | 0 | 5999.773 | 480 | 1.3152 | 3.2468 | 2.8935 | 0.0014732 | 0.65762 | 1.6234 | 1.4468 | 0.00073662 | 0.13152 | 0.32468 | 0.28935 | 0.00014732 | 9:00 | 2.4587 | 91.45 | 1.2294 | 70.75 | 0.61468 | 45.92 | 0.12294 | 11.57 | 1.2294 | 70.75 | 0.61468 | 45.92 | 0.30734 | 26.46 | 0.061468 | 5.96 | 0.61468 | 45.92 | 0.30734 | 26.46 | 0.15367 | 14.24 | 0.030734 | 3.03 | 0.12294 | 11.57 | 0.061468 | 5.96 | 0.030734 | 3.03 | 0.0061468 | 0.61
11.25 | 40 | 0 | 0 | 1 | 39 | 2.6327 | 6.4935 | 1.38 | 5.7919 | 0.002949 | 2.2 | 0 | 0 | 6004.3895 | 480 | 1.3163 | 3.2468 | 2.896 | 0.0014745 | 0.65817 | 1.6234 | 1.448 | 0.00073724 | 0.13163 | 0.32468 | 0.2896 | 0.00014745 | 9:01 | 2.4701 | 91.54 | 1.235 | 70.92 | 0.61752 | 46.07 | 0.1235 | 11.62 | 1.235 | 70.92 | 0.61752 | 46.07 | 0.30876 | 26.56 | 0.061752 | 5.99 | 0.61752 | 46.07 | 0.30876 | 26.56 | 0.15438 | 14.31 | 0.030876 | 3.04 | 0.1235 | 11.62 | 0.061752 | 5.99 | 0.030876 | 3.04 | 0.0061752 | 0.62
11.25 | 40 | 0 | 0 | 1 | 39 | 2.6349 | 6.4935 | 1.38 | 5.7967 | 0.0029514 | 2.2 | 0 | 0 | 6008.9742 | 480 | 1.3174 | 3.2468 | 2.8984 | 0.0014757 | 0.65872 | 1.6234 | 1.4492 | 0.00073785 | 0.13174 | 0.32468 | 0.28984 | 0.00014757 | 9:01 | 2.4814 | 91.64 | 1.2407 | 71.08 | 0.62036 | 46.22 | 0.12407 | 11.67 | 1.2407 | 71.08 | 0.62036 | 46.22 | 0.31018 | 26.67 | 0.062036 | 6.02 | 0.62036 | 46.22 | 0.31018 | 26.67 | 0.15509 | 14.37 | 0.031018 | 3.05 | 0.12407 | 11.67 | 0.062036 | 6.02 | 0.031018 | 3.05 | 0.0062036 | 0.62
11.25 | 40 | 0 | 0 | 1 | 39 | 2.637 | 6.4935 | 1.38 | 5.8015 | 0.0029538 | 2.2 | 0 | 0 | 6013.5275 | 480 | 1.3185 | 3.2468 | 2.9007 | 0.0014769 | 0.65926 | 1.6234 | 1.4504 | 0.00073846 | 0.13185 | 0.32468 | 0.29007 | 0.00014769 | 9:01 | 2.4928 | 91.73 | 1.2464 | 71.25 | 0.6232 | 46.38 | 0.12464 | 11.72 | 1.2464 | 71.25 | 0.6232 | 46.38 | 0.3116 | 26.77 | 0.06232 | 6.04 | 0.6232 | 46.38 | 0.3116 | 26.77 | 0.1558 | 14.43 | 0.03116 | 3.07 | 0.12464 | 11.72 | 0.06232 | 6.04 | 0.03116 | 3.07 | 0.006232 | 0.62
11.25 | 40 | 0 | 0 | 1 | 39 | 2.6392 | 6.4935 | 1.38 | 5.8062 | 0.0029562 | 2.2 | 0 | 0 | 6018.0494 | 480 | 1.3196 | 3.2468 | 2.9031 | 0.0014781 | 0.6598 | 1.6234 | 1.4516 | 0.00073906 | 0.13196 | 0.32468 | 0.29031 | 0.00014781 | 9:01 | 2.5042 | 91.83 | 1.2521 | 71.41 | 0.62605 | 46.53 | 0.12521 | 11.77 | 1.2521 | 71.41 | 0.62605 | 46.53 | 0.31302 | 26.88 | 0.062605 | 6.07 | 0.62605 | 46.53 | 0.31302 | 26.88 | 0.15651 | 14.49 | 0.031302 | 3.08 | 0.12521 | 11.77 | 0.062605 | 6.07 | 0.031302 | 3.08 | 0.0062605 | 0.62
11.25 | 40 | 0 | 0 | 1 | 39 | 2.6413 | 6.4935 | 1.38 | 5.8109 | 0.0029586 | 2.2 | 0 | 0 | 6022.5402 | 480 | 1.3207 | 3.2468 | 2.9055 | 0.0014793 | 0.66033 | 1.6234 | 1.4527 | 0.00073966 | 0.13207 | 0.32468 | 0.29055 | 0.00014793 | 9:01 | 2.5156 | 91.92 | 1.2578 | 71.57 | 0.62889 | 46.68 | 0.12578 | 11.82 | 1.2578 | 71.57 | 0.62889 | 46.68 | 0.31445 | 26.98 | 0.062889 | 6.1 | 0.62889 | 46.68 | 0.31445 | 26.98 | 0.15722 | 14.55 | 0.031445 | 3.1 | 0.12578 | 11.82 | 0.062889 | 6.1 | 0.031445 | 3.1 | 0.0062889 | 0.63
11.25 | 40 | 0 | 0 | 1 | 39 | 2.6435 | 6.4935 | 1.38 | 5.8156 | 0.002961 | 2.2 | 0 | 0 | 6027.0002 | 480 | 1.3217 | 3.2468 | 2.9078 | 0.0014805 | 0.66086 | 1.6234 | 1.4539 | 0.00074025 | 0.13217 | 0.32468 | 0.29078 | 0.00014805 | 9:01 | 2.527 | 92.01 | 1.2635 | 71.73 | 0.63174 | 46.83 | 0.12635 | 11.87 | 1.2635 | 71.73 | 0.63174 | 46.83 | 0.31587 | 27.08 | 0.063174 | 6.12 | 0.63174 | 46.83 | 0.31587 | 27.08 | 0.15794 | 14.61 | 0.031587 | 3.11 | 0.12635 | 11.87 | 0.063174 | 6.12 | 0.031587 | 3.11 | 0.0063174 | 0.63
11.25 | 40 | 0 | 0 | 1 | 39 | 2.6456 | 6.4935 | 1.38 | 5.8203 | 0.0029634 | 2.2 | 0 | 0 | 6031.4295 | 480 | 1.3228 | 3.2468 | 2.9101 | 0.0014817 | 0.66139 | 1.6234 | 1.4551 | 0.00074085 | 0.13228 | 0.32468 | 0.29101 | 0.00014817 | 9:02 | 2.5384 | 92.1 | 1.2692 | 71.89 | 0.6346 | 46.99 | 0.12692 | 11.92 | 1.2692 | 71.89 | 0.6346 | 46.99 | 0.3173 | 27.19 | 0.06346 | 6.15 | 0.6346 | 46.99 | 0.3173 | 27.19 | 0.15865 | 14.67 | 0.03173 | 3.12 | 0.12692 | 11.92 | 0.06346 | 6.15 | 0.03173 | 3.12 | 0.006346 | 0.63
11.25 | 40 | 0 | 0 | 1 | 39 | 2.6477 | 6.4935 | 1.38 | 5.8249 | 0.0029657 | 2.2 | 0 | 0 | 6035.8284 | 480 | 1.3238 | 3.2468 | 2.9124 | 0.0014829 | 0.66192 | 1.6234 | 1.4562 | 0.00074143 | 0.13238 | 0.32468 | 0.29124 | 0.00014829 | 9:02 | 2.5498 | 92.19 | 1.2749 | 72.05 | 0.63745 | 47.14 | 0.12749 | 11.97 | 1.2749 | 72.05 | 0.63745 | 47.14 | 0.31873 | 27.29 | 0.063745 | 6.18 | 0.63745 | 47.14 | 0.31873 | 27.29 | 0.15936 | 14.73 | 0.031873 | 3.14 | 0.12749 | 11.97 | 0.063745 | 6.18 | 0.031873 | 3.14 | 0.0063745 | 0.64
11.25 | 40 | 0 | 0 | 1 | 39 | 2.6497 | 6.4935 | 1.38 | 5.8294 | 0.0029681 | 2.2 | 0 | 0 | 6040.197 | 480 | 1.3249 | 3.2468 | 2.9147 | 0.001484 | 0.66244 | 1.6234 | 1.4574 | 0.00074201 | 0.13249 | 0.32468 | 0.29147 | 0.0001484 | 9:02 | 2.5612 | 92.28 | 1.2806 | 72.21 | 0.64031 | 47.29 | 0.12806 | 12.02 | 1.2806 | 72.21 | 0.64031 | 47.29 | 0.32015 | 27.4 | 0.064031 | 6.2 | 0.64031 | 47.29 | 0.32015 | 27.4 | 0.16008 | 14.79 | 0.032015 | 3.15 | 0.12806 | 12.02 | 0.064031 | 6.2 | 0.032015 | 3.15 | 0.0064031 | 0.64
11.25 | 40 | 0 | 0 | 1 | 39 | 2.6518 | 6.4935 | 1.38 | 5.834 | 0.0029704 | 2.2 | 0 | 0 | 6044.5356 | 480 | 1.3259 | 3.2468 | 2.917 | 0.0014852 | 0.66295 | 1.6234 | 1.4585 | 0.00074259 | 0.13259 | 0.32468 | 0.2917 | 0.00014852 | 9:02 | 2.5727 | 92.37 | 1.2863 | 72.37 | 0.64317 | 47.44 | 0.12863 | 12.07 | 1.2863 | 72.37 | 0.64317 | 47.44 | 0.32158 | 27.5 | 0.064317 | 6.23 | 0.64317 | 47.44 | 0.32158 | 27.5 | 0.16079 | 14.85 | 0.032158 | 3.16 | 0.12863 | 12.07 | 0.064317 | 6.23 | 0.032158 | 3.16 | 0.0064317 | 0.64
11.25 | 40 | 0 | 0 | 1 | 39 | 2.6539 | 6.4935 | 1.38 | 5.8385 | 0.0029727 | 2.2 | 0 | 0 | 6048.8443 | 480 | 1.3269 | 3.2468 | 2.9192 | 0.0014863 | 0.66347 | 1.6234 | 1.4596 | 0.00074317 | 0.13269 | 0.32468 | 0.29192 | 0.00014863 | 9:02 | 2.5841 | 92.45 | 1.2921 | 72.53 | 0.64603 | 47.59 | 0.12921 | 12.12 | 1.2921 | 72.53 | 0.64603 | 47.59 | 0.32301 | 27.6 | 0.064603 | 6.26 | 0.64603 | 47.59 | 0.32301 | 27.6 | 0.16151 | 14.91 | 0.032301 | 3.18 | 0.12921 | 12.12 | 0.064603 | 6.26 | 0.032301 | 3.18 | 0.0064603 | 0.64
11.25 | 40 | 0 | 0 | 1 | 39 | 2.6559 | 6.4935 | 1.38 | 5.843 | 0.002975 | 2.2 | 0 | 0 | 6053.1234 | 480 | 1.3279 | 3.2468 | 2.9215 | 0.0014875 | 0.66397 | 1.6234 | 1.4607 | 0.00074374 | 0.13279 | 0.32468 | 0.29215 | 0.00014875 | 9:03 | 2.5956 | 92.54 | 1.2978 | 72.69 | 0.64889 | 47.74 | 0.12978 | 12.17 | 1.2978 | 72.69 | 0.64889 | 47.74 | 0.32445 | 27.71 | 0.064889 | 6.28 | 0.64889 | 47.74 | 0.32445 | 27.71 | 0.16222 | 14.97 | 0.032445 | 3.19 | 0.12978 | 12.17 | 0.064889 | 6.28 | 0.032445 | 3.19 | 0.0064889 | 0.65
11.25 | 40 | 0 | 0 | 1 | 39 | 2.6579 | 6.4935 | 1.38 | 5.8474 | 0.0029772 | 2.2 | 0 | 0 | 6057.3732 | 480 | 1.329 | 3.2468 | 2.9237 | 0.0014886 | 0.66448 | 1.6234 | 1.4619 | 0.0007443 | 0.1329 | 0.32468 | 0.29237 | 0.00014886 | 9:03 | 2.607 | 92.62 | 1.3035 | 72.84 | 0.65176 | 47.89 | 0.13035 | 12.22 | 1.3035 | 72.84 | 0.65176 | 47.89 | 0.32588 | 27.81 | 0.065176 | 6.31 | 0.65176 | 47.89 | 0.32588 | 27.81 | 0.16294 | 15.04 | 0.032588 | 3.21 | 0.13035 | 12.22 | 0.065176 | 6.31 | 0.032588 | 3.21 | 0.0065176 | 0.65
11.25 | 40 | 0 | 0 | 1 | 39 | 2.6599 | 6.4935 | 1.38 | 5.8519 | 0.0029795 | 2.2 | 0 | 0 | 6061.5937 | 480 | 1.33 | 3.2468 | 2.9259 | 0.0014897 | 0.66498 | 1.6234 | 1.463 | 0.00074487 | 0.133 | 0.32468 | 0.29259 | 0.00014897 | 9:03 | 2.6185 | 92.71 | 1.3092 | 73 | 0.65462 | 48.04 | 0.13092 | 12.27 | 1.3092 | 73 | 0.65462 | 48.04 | 0.32731 | 27.91 | 0.065462 | 6.34 | 0.65462 | 48.04 | 0.32731 | 27.91 | 0.16366 | 15.1 | 0.032731 | 3.22 | 0.13092 | 12.27 | 0.065462 | 6.34 | 0.032731 | 3.22 | 0.0065462 | 0.65
11.25 | 40 | 0 | 0 | 1 | 39 | 2.6619 | 6.4935 | 1.38 | 5.8562 | 0.0029817 | 2.2 | 0 | 0 | 6065.7851 | 480 | 1.331 | 3.2468 | 2.9281 | 0.0014909 | 0.66548 | 1.6234 | 1.4641 | 0.00074543 | 0.1331 | 0.32468 | 0.29281 | 0.00014909 | 9:03 | 2.63 | 92.79 | 1.315 | 73.15 | 0.65749 | 48.19 | 0.1315 | 12.32 | 1.315 | 73.15 | 0.65749 | 48.19 | 0.32875 | 28.02 | 0.065749 | 6.36 | 0.65749 | 48.19 | 0.32875 | 28.02 | 0.16437 | 15.16 | 0.032875 | 3.23 | 0.1315 | 12.32 | 0.065749 | 6.36 | 0.032875 | 3.23 | 0.0065749 | 0.66
11.25 | 40 | 0 | 0 | 1 | 39 | 2.6639 | 6.4935 | 1.38 | 5.8606 | 0.0029839 | 2.2 | 0 | 0 | 6069.9478 | 480 | 1.332 | 3.2468 | 2.9303 | 0.001492 | 0.66598 | 1.6234 | 1.4652 | 0.00074598 | 0.1332 | 0.32468 | 0.29303 | 0.0001492 | 9:03 | 2.6415 | 92.87 | 1.3207 | 73.31 | 0.66037 | 48.33 | 0.13207 | 12.37 | 1.3207 | 73.31 | 0.66037 | 48.33 | 0.33018 | 28.12 | 0.066037 | 6.39 | 0.66037 | 48.33 | 0.33018 | 28.12 | 0.16509 | 15.22 | 0.033018 | 3.25 | 0.13207 | 12.37 | 0.066037 | 6.39 | 0.033018 | 3.25 | 0.0066037 | 0.66
11.25 | 40 | 0 | 0 | 1 | 39 | 2.6659 | 6.4935 | 1.38 | 5.8649 | 0.0029861 | 2.2 | 0 | 0 | 6074.0818 | 480 | 1.3329 | 3.2468 | 2.9325 | 0.0014931 | 0.66647 | 1.6234 | 1.4662 | 0.00074653 | 0.13329 | 0.32468 | 0.29325 | 0.00014931 | 9:04 | 2.653 | 92.96 | 1.3265 | 73.46 | 0.66324 | 48.48 | 0.13265 | 12.42 | 1.3265 | 73.46 | 0.66324 | 48.48 | 0.33162 | 28.22 | 0.066324 | 6.42 | 0.66324 | 48.48 | 0.33162 | 28.22 | 0.16581 | 15.28 | 0.033162 | 3.26 | 0.13265 | 12.42 | 0.066324 | 6.42 | 0.033162 | 3.26 | 0.0066324 | 0.66
11.25 | 40 | 0 | 0 | 1 | 39 | 2.6678 | 6.4935 | 1.38 | 5.8692 | 0.0029883 | 2.2 | 0 | 0 | 6078.1875 | 480 | 1.3339 | 3.2468 | 2.9346 | 0.0014942 | 0.66696 | 1.6234 | 1.4673 | 0.00074708 | 0.13339 | 0.32468 | 0.29346 | 0.00014942 | 9:04 | 2.6645 | 93.04 | 1.3322 | 73.61 | 0.66612 | 48.63 | 0.13322 | 12.47 | 1.3322 | 73.61 | 0.66612 | 48.63 | 0.33306 | 28.33 | 0.066612 | 6.44 | 0.66612 | 48.63 | 0.33306 | 28.33 | 0.16653 | 15.34 | 0.033306 | 3.28 | 0.13322 | 12.47 | 0.066612 | 6.44 | 0.033306 | 3.28 | 0.0066612 | 0.66
11.25 | 40 | 0 | 0 | 1 | 39 | 2.6698 | 6.4935 | 1.38 | 5.8735 | 0.0029905 | 2.2 | 0 | 0 | 6082.2649 | 480 | 1.3349 | 3.2468 | 2.9368 | 0.0014952 | 0.66744 | 1.6234 | 1.4684 | 0.00074762 | 0.13349 | 0.32468 | 0.29368 | 0.00014952 | 9:04 | 2.676 | 93.12 | 1.338 | 73.76 | 0.669 | 48.78 | 0.1338 | 12.52 | 1.338 | 73.76 | 0.669 | 48.78 | 0.3345 | 28.43 | 0.0669 | 6.47 | 0.669 | 48.78 | 0.3345 | 28.43 | 0.16725 | 15.4 | 0.03345 | 3.29 | 0.1338 | 12.52 | 0.0669 | 6.47 | 0.03345 | 3.29 | 0.00669 | 0.67
11.25 | 40 | 0 | 0 | 1 | 39 | 2.6717 | 6.4935 | 1.38 | 5.8777 | 0.0029927 | 2.2 | 0 | 0 | 6086.3142 | 480 | 1.3359 | 3.2468 | 2.9389 | 0.0014963 | 0.66793 | 1.6234 | 1.4694 | 0.00074816 | 0.13359 | 0.32468 | 0.29389 | 0.00014963 | 9:04 | 2.6875 | 93.19 | 1.3438 | 73.91 | 0.67188 | 48.93 | 0.13438 | 12.57 | 1.3438 | 73.91 | 0.67188 | 48.93 | 0.33594 | 28.53 | 0.067188 | 6.5 | 0.67188 | 48.93 | 0.33594 | 28.53 | 0.16797 | 15.46 | 0.033594 | 3.3 | 0.13438 | 12.57 | 0.067188 | 6.5 | 0.033594 | 3.3 | 0.0067188 | 0.67
11.25 | 40 | 0 | 0 | 1 | 39 | 2.6736 | 6.4935 | 1.38 | 5.882 | 0.0029948 | 2.2 | 0 | 0 | 6090.3357 | 480 | 1.3368 | 3.2468 | 2.941 | 0.0014974 | 0.6684 | 1.6234 | 1.4705 | 0.0007487 | 0.13368 | 0.32468 | 0.2941 | 0.00014974 | 9:04 | 2.699 | 93.27 | 1.3495 | 74.06 | 0.67476 | 49.07 | 0.13495 | 12.62 | 1.3495 | 74.06 | 0.67476 | 49.07 | 0.33738 | 28.64 | 0.067476 | 6.52 | 0.67476 | 49.07 | 0.33738 | 28.64 | 0.16869 | 15.52 | 0.033738 | 3.32 | 0.13495 | 12.62 | 0.067476 | 6.52 | 0.033738 | 3.32 | 0.0067476 | 0.67
11.25 | 40 | 0 | 0 | 1 | 39 | 2.6755 | 6.4935 | 1.38 | 5.8861 | 0.0029969 | 2.2 | 0 | 0 | 6094.3296 | 480 | 1.3378 | 3.2468 | 2.9431 | 0.0014985 | 0.66888 | 1.6234 | 1.4715 | 0.00074923 | 0.13378 | 0.32468 | 0.29431 | 0.00014985 | 9:04 | 2.7106 | 93.35 | 1.3553 | 74.21 | 0.67764 | 49.22 | 0.13553 | 12.67 | 1.3553 | 74.21 | 0.67764 | 49.22 | 0.33882 | 28.74 | 0.067764 | 6.55 | 0.67764 | 49.22 | 0.33882 | 28.74 | 0.16941 | 15.58 | 0.033882 | 3.33 | 0.13553 | 12.67 | 0.067764 | 6.55 | 0.033882 | 3.33 | 0.0067764 | 0.68
11.25 | 40 | 0 | 0 | 1 | 39 | 2.6774 | 6.4935 | 1.38 | 5.8903 | 0.002999 | 2.2 | 0 | 0 | 6098.296 | 480 | 1.3387 | 3.2468 | 2.9451 | 0.0014995 | 0.66935 | 1.6234 | 1.4726 | 0.00074976 | 0.13387 | 0.32468 | 0.29451 | 0.00014995 | 9:05 | 2.7221 | 93.43 | 1.3611 | 74.36 | 0.68053 | 49.37 | 0.13611 | 12.72 | 1.3611 | 74.36 | 0.68053 | 49.37 | 0.34026 | 28.84 | 0.068053 | 6.58 | 0.68053 | 49.37 | 0.34026 | 28.84 | 0.17013 | 15.64 | 0.034026 | 3.35 | 0.13611 | 12.72 | 0.068053 | 6.58 | 0.034026 | 3.35 | 0.0068053 | 0.68
11.25 | 40 | 0 | 0 | 1 | 39 | 2.6793 | 6.4935 | 1.38 | 5.8944 | 0.0030011 | 2.2 | 0 | 0 | 6102.2352 | 480 | 1.3396 | 3.2468 | 2.9472 | 0.0015006 | 0.66982 | 1.6234 | 1.4736 | 0.00075029 | 0.13396 | 0.32468 | 0.29472 | 0.00015006 | 9:05 | 2.7337 | 93.5 | 1.3668 | 74.51 | 0.68342 | 49.51 | 0.13668 | 12.78 | 1.3668 | 74.51 | 0.68342 | 49.51 | 0.34171 | 28.94 | 0.068342 | 6.61 | 0.68342 | 49.51 | 0.34171 | 28.94 | 0.17085 | 15.71 | 0.034171 | 3.36 | 0.13668 | 12.78 | 0.068342 | 6.61 | 0.034171 | 3.36 | 0.0068342 | 0.68
11.25 | 40 | 0 | 0 | 1 | 39 | 2.6811 | 6.4935 | 1.38 | 5.8985 | 0.0030032 | 2.2 | 0 | 0 | 6106.1473 | 480 | 1.3406 | 3.2468 | 2.9493 | 0.0015016 | 0.67029 | 1.6234 | 1.4746 | 0.00075081 | 0.13406 | 0.32468 | 0.29493 | 0.00015016 | 9:05 | 2.7452 | 93.58 | 1.3726 | 74.66 | 0.68631 | 49.66 | 0.13726 | 12.83 | 1.3726 | 74.66 | 0.68631 | 49.66 | 0.34315 | 29.05 | 0.068631 | 6.63 | 0.68631 | 49.66 | 0.34315 | 29.05 | 0.17158 | 15.77 | 0.034315 | 3.37 | 0.13726 | 12.83 | 0.068631 | 6.63 | 0.034315 | 3.37 | 0.0068631 | 0.68
11.25 | 40 | 0 | 0 | 1 | 39 | 2.683 | 6.4935 | 1.38 | 5.9026 | 0.0030053 | 2.2 | 0 | 0 | 6110.0324 | 480 | 1.3415 | 3.2468 | 2.9513 | 0.0015027 | 0.67075 | 1.6234 | 1.4756 | 0.00075133 | 0.13415 | 0.32468 | 0.29513 | 0.00015027 | 9:05 | 2.7568 | 93.65 | 1.3784 | 74.8 | 0.6892 | 49.8 | 0.13784 | 12.88 | 1.3784 | 74.8 | 0.6892 | 49.8 | 0.3446 | 29.15 | 0.06892 | 6.66 | 0.6892 | 49.8 | 0.3446 | 29.15 | 0.1723 | 15.83 | 0.03446 | 3.39 | 0.13784 | 12.88 | 0.06892 | 6.66 | 0.03446 | 3.39 | 0.006892 | 0.69
11.25 | 40 | 0 | 0 | 1 | 39 | 2.6848 | 6.4935 | 1.38 | 5.9066 | 0.0030074 | 2.2 | 0 | 0 | 6113.8909 | 480 | 1.3424 | 3.2468 | 2.9533 | 0.0015037 | 0.67121 | 1.6234 | 1.4767 | 0.00075184 | 0.13424 | 0.32468 | 0.29533 | 0.00015037 | 9:05 | 2.7684 | 93.72 | 1.3842 | 74.95 | 0.6921 | 49.95 | 0.13842 | 12.93 | 1.3842 | 74.95 | 0.6921 | 49.95 | 0.34605 | 29.25 | 0.06921 | 6.69 | 0.6921 | 49.95 | 0.34605 | 29.25 | 0.17302 | 15.89 | 0.034605 | 3.4 | 0.13842 | 12.93 | 0.06921 | 6.69 | 0.034605 | 3.4 | 0.006921 | 0.69
11.25 | 40 | 0 | 0 | 1 | 39 | 2.6867 | 6.4935 | 1.38 | 5.9106 | 0.0030094 | 2.2 | 0 | 0 | 6117.7228 | 480 | 1.3433 | 3.2468 | 2.9553 | 0.0015047 | 0.67166 | 1.6234 | 1.4777 | 0.00075235 | 0.13433 | 0.32468 | 0.29553 | 0.00015047 | 9:06 | 2.78 | 93.8 | 1.39 | 75.09 | 0.69499 | 50.09 | 0.139 | 12.98 | 1.39 | 75.09 | 0.69499 | 50.09 | 0.3475 | 29.35 | 0.069499 | 6.71 | 0.69499 | 50.09 | 0.3475 | 29.35 | 0.17375 | 15.95 | 0.03475 | 3.42 | 0.139 | 12.98 | 0.069499 | 6.71 | 0.03475 | 3.42 | 0.0069499 | 0.69
11.25 | 40 | 0 | 0 | 1 | 39 | 2.6885 | 6.4935 | 1.38 | 5.9146 | 0.0030114 | 2.2 | 0 | 0 | 6121.5284 | 480 | 1.3442 | 3.2468 | 2.9573 | 0.0015057 | 0.67212 | 1.6234 | 1.4787 | 0.00075286 | 0.13442 | 0.32468 | 0.29573 | 0.00015057 | 9:06 | 2.7916 | 93.87 | 1.3958 | 75.24 | 0.69789 | 50.24 | 0.13958 | 13.03 | 1.3958 | 75.24 | 0.69789 | 50.24 | 0.34895 | 29.46 | 0.069789 | 6.74 | 0.69789 | 50.24 | 0.34895 | 29.46 | 0.17447 | 16.01 | 0.034895 | 3.43 | 0.13958 | 13.03 | 0.069789 | 6.74 | 0.034895 | 3.43 | 0.0069789 | 0.7
11.25 | 40 | 0 | 0 | 1 | 39 | 2.6903 | 6.4935 | 1.38 | 5.9186 | 0.0030135 | 2.2 | 0 | 0 | 6125.3078 | 480 | 1.3451 | 3.2468 | 2.9593 | 0.0015067 | 0.67257 | 1.6234 | 1.4796 | 0.00075336 | 0.13451 | 0.32468 | 0.29593 | 0.00015067 | 9:06 | 2.8032 | 93.94 | 1.4016 | 75.38 | 0.70079 | 50.38 | 0.14016 | 13.08 | 1.4016 | 75.38 | 0.70079 | 50.38 | 0.3504 | 29.56 | 0.070079 | 6.77 | 0.70079 | 50.38 | 0.3504 | 29.56 | 0.1752 | 16.07 | 0.03504 | 3.44 | 0.14016 | 13.08 | 0.070079 | 6.77 | 0.03504 | 3.44 | 0.0070079 | 0.7
11.25 | 40 | 0 | 0 | 1 | 39 | 2.6921 | 6.4935 | 1.38 | 5.9225 | 0.0030155 | 2.2 | 0 | 0 | 6129.0613 | 480 | 1.346 | 3.2468 | 2.9613 | 0.0015077 | 0.67301 | 1.6234 | 1.4806 | 0.00075386 | 0.1346 | 0.32468 | 0.29613 | 0.00015077 | 9:06 | 2.8148 | 94.01 | 1.4074 | 75.52 | 0.70369 | 50.52 | 0.14074 | 13.13 | 1.4074 | 75.52 | 0.70369 | 50.52 | 0.35185 | 29.66 | 0.070369 | 6.8 | 0.70369 | 50.52 | 0.35185 | 29.66 | 0.17592 | 16.13 | 0.035185 | 3.46 | 0.14074 | 13.13 | 0.070369 | 6.8 | 0.035185 | 3.46 | 0.0070369 | 0.7
11.25 | 40 | 0 | 0 | 1 | 39 | 2.6938 | 6.4935 | 1.38 | 5.9264 | 0.0030174 | 2.2 | 0 | 0 | 6132.7889 | 480 | 1.3469 | 3.2468 | 2.9632 | 0.0015087 | 0.67346 | 1.6234 | 1.4816 | 0.00075436 | 0.13469 | 0.32468 | 0.29632 | 0.00015087 | 9:06 | 2.8264 | 94.08 | 1.4132 | 75.66 | 0.7066 | 50.67 | 0.14132 | 13.18 | 1.4132 | 75.66 | 0.7066 | 50.67 | 0.3533 | 29.76 | 0.07066 | 6.82 | 0.7066 | 50.67 | 0.3533 | 29.76 | 0.17665 | 16.19 | 0.03533 | 3.47 | 0.14132 | 13.18 | 0.07066 | 6.82 | 0.03533 | 3.47 | 0.007066 | 0.7
11.25 | 40 | 0 | 0 | 1 | 39 | 2.6956 | 6.4935 | 1.38 | 5.9303 | 0.0030194 | 2.2 | 0 | 0 | 6136.4909 | 480 | 1.3478 | 3.2468 | 2.9652 | 0.0015097 | 0.6739 | 1.6234 | 1.4826 | 0.00075485 | 0.13478 | 0.32468 | 0.29652 | 0.00015097 | 9:07 | 2.838 | 94.15 | 1.419 | 75.8 | 0.7095 | 50.81 | 0.1419 | 13.23 | 1.419 | 75.8 | 0.7095 | 50.81 | 0.35475 | 29.87 | 0.07095 | 6.85 | 0.7095 | 50.81 | 0.35475 | 29.87 | 0.17738 | 16.25 | 0.035475 | 3.49 | 0.1419 | 13.23 | 0.07095 | 6.85 | 0.035475 | 3.49 | 0.007095 | 0.71
11.25 | 40 | 0 | 0 | 1 | 39 | 2.6973 | 6.4935 | 1.38 | 5.9342 | 0.0030214 | 2.2 | 0 | 0 | 6140.1675 | 480 | 1.3487 | 3.2468 | 2.9671 | 0.0015107 | 0.67434 | 1.6234 | 1.4835 | 0.00075534 | 0.13487 | 0.32468 | 0.29671 | 0.00015107 | 9:07 | 2.8497 | 94.21 | 1.4248 | 75.94 | 0.71241 | 50.95 | 0.14248 | 13.28 | 1.4248 | 75.94 | 0.71241 | 50.95 | 0.35621 | 29.97 | 0.071241 | 6.88 | 0.71241 | 50.95 | 0.35621 | 29.97 | 0.1781 | 16.31 | 0.035621 | 3.5 | 0.14248 | 13.28 | 0.071241 | 6.88 | 0.035621 | 3.5 | 0.0071241 | 0.71
11.25 | 40 | 0 | 0 | 1 | 39 | 2.6991 | 6.4935 | 1.38 | 5.938 | 0.0030233 | 2.2 | 0 | 0 | 6143.8188 | 480 | 1.3495 | 3.2468 | 2.969 | 0.0015117 | 0.67477 | 1.6234 | 1.4845 | 0.00075583 | 0.13495 | 0.32468 | 0.2969 | 0.00015117 | 9:07 | 2.8613 | 94.28 | 1.4306 | 76.08 | 0.71532 | 51.1 | 0.14306 | 13.33 | 1.4306 | 76.08 | 0.71532 | 51.1 | 0.35766 | 30.07 | 0.071532 | 6.9 | 0.71532 | 51.1 | 0.35766 | 30.07 | 0.17883 | 16.38 | 0.035766 | 3.51 | 0.14306 | 13.33 | 0.071532 | 6.9 | 0.035766 | 3.51 | 0.0071532 | 0.71
11.25 | 40 | 0 | 0 | 1 | 39 | 2.7008 | 6.4935 | 1.38 | 5.9418 | 0.0030253 | 2.2 | 0 | 0 | 6147.445 | 480 | 1.3504 | 3.2468 | 2.9709 | 0.0015126 | 0.6752 | 1.6234 | 1.4854 | 0.00075631 | 0.13504 | 0.32468 | 0.29709 | 0.00015126 | 9:07 | 2.8729 | 94.35 | 1.4365 | 76.22 | 0.71823 | 51.24 | 0.14365 | 13.38 | 1.4365 | 76.22 | 0.71823 | 51.24 | 0.35912 | 30.17 | 0.071823 | 6.93 | 0.71823 | 51.24 | 0.35912 | 30.17 | 0.17956 | 16.44 | 0.035912 | 3.53 | 0.14365 | 13.38 | 0.071823 | 6.93 | 0.035912 | 3.53 | 0.0071823 | 0.72
11.25 | 40 | 0 | 0 | 1 | 39 | 2.7025 | 6.4935 | 1.38 | 5.9456 | 0.0030272 | 2.2 | 0 | 0 | 6151.0462 | 480 | 1.3513 | 3.2468 | 2.9728 | 0.0015136 | 0.67563 | 1.6234 | 1.4864 | 0.00075679 | 0.13513 | 0.32468 | 0.29728 | 0.00015136 | 9:07 | 2.8846 | 94.41 | 1.4423 | 76.36 | 0.72115 | 51.38 | 0.14423 | 13.43 | 1.4423 | 76.36 | 0.72115 | 51.38 | 0.36057 | 30.27 | 0.072115 | 6.96 | 0.72115 | 51.38 | 0.36057 | 30.27 | 0.18029 | 16.5 | 0.036057 | 3.54 | 0.14423 | 13.43 | 0.072115 | 6.96 | 0.036057 | 3.54 | 0.0072115 | 0.72
11.25 | 40 | 0 | 0 | 1 | 39 | 2.7042 | 6.4935 | 1.38 | 5.9493 | 0.0030291 | 2.2 | 0 | 0 | 6154.6227 | 480 | 1.3521 | 3.2468 | 2.9747 | 0.0015145 | 0.67606 | 1.6234 | 1.4873 | 0.00075727 | 0.13521 | 0.32468 | 0.29747 | 0.00015145 | 9:07 | 2.8963 | 94.48 | 1.4481 | 76.5 | 0.72406 | 51.52 | 0.14481 | 13.48 | 1.4481 | 76.5 | 0.72406 | 51.52 | 0.36203 | 30.37 | 0.072406 | 6.98 | 0.72406 | 51.52 | 0.36203 | 30.37 | 0.18102 | 16.56 | 0.036203 | 3.56 | 0.14481 | 13.48 | 0.072406 | 6.98 | 0.036203 | 3.56 | 0.0072406 | 0.72
11.25 | 40 | 0 | 0 | 1 | 39 | 2.7059 | 6.4935 | 1.38 | 5.953 | 0.003031 | 2.2 | 0 | 0 | 6158.1746 | 480 | 1.353 | 3.2468 | 2.9765 | 0.0015155 | 0.67648 | 1.6234 | 1.4883 | 0.00075775 | 0.1353 | 0.32468 | 0.29765 | 0.00015155 | 9:08 | 2.9079 | 94.54 | 1.454 | 76.64 | 0.72698 | 51.66 | 0.1454 | 13.53 | 1.454 | 76.64 | 0.72698 | 51.66 | 0.36349 | 30.48 | 0.072698 | 7.01 | 0.72698 | 51.66 | 0.36349 | 30.48 | 0.18175 | 16.62 | 0.036349 | 3.57 | 0.1454 | 13.53 | 0.072698 | 7.01 | 0.036349 | 3.57 | 0.0072698 | 0.72
11.25 | 40 | 0 | 0 | 1 | 39 | 2.7076 | 6.4935 | 1.38 | 5.9567 | 0.0030329 | 2.2 | 0 | 0 | 6161.7021 | 480 | 1.3538 | 3.2468 | 2.9784 | 0.0015164 | 0.6769 | 1.6234 | 1.4892 | 0.00075822 | 0.13538 | 0.32468 | 0.29784 | 0.00015164 | 9:08 | 2.9196 | 94.6 | 1.4598 | 76.77 | 0.7299 | 51.8 | 0.14598 | 13.58 | 1.4598 | 76.77 | 0.7299 | 51.8 | 0.36495 | 30.58 | 0.07299 | 7.04 | 0.7299 | 51.8 | 0.36495 | 30.58 | 0.18247 | 16.68 | 0.036495 | 3.58 | 0.14598 | 13.58 | 0.07299 | 7.04 | 0.036495 | 3.58 | 0.007299 | 0.73
11.25 | 40 | 0 | 0 | 1 | 39 | 2.7093 | 6.4935 | 1.38 | 5.9604 | 0.0030347 | 2.2 | 0 | 0 | 6165.2053 | 480 | 1.3546 | 3.2468 | 2.9802 | 0.0015174 | 0.67732 | 1.6234 | 1.4901 | 0.00075868 | 0.13546 | 0.32468 | 0.29802 | 0.00015174 | 9:08 | 2.9313 | 94.67 | 1.4656 | 76.91 | 0.73282 | 51.94 | 0.14656 | 13.63 | 1.4656 | 76.91 | 0.73282 | 51.94 | 0.36641 | 30.68 | 0.073282 | 7.07 | 0.73282 | 51.94 | 0.36641 | 30.68 | 0.18321 | 16.74 | 0.036641 | 3.6 | 0.14656 | 13.63 | 0.073282 | 7.07 | 0.036641 | 3.6 | 0.0073282 | 0.73
11.25 | 40 | 0 | 0 | 1 | 39 | 2.7109 | 6.4935 | 1.38 | 5.964 | 0.0030366 | 2.2 | 0 | 0 | 6168.6845 | 480 | 1.3555 | 3.2468 | 2.982 | 0.0015183 | 0.67773 | 1.6234 | 1.491 | 0.00075915 | 0.13555 | 0.32468 | 0.2982 | 0.00015183 | 9:08 | 2.943 | 94.73 | 1.4715 | 77.04 | 0.73574 | 52.09 | 0.14715 | 13.68 | 1.4715 | 77.04 | 0.73574 | 52.09 | 0.36787 | 30.78 | 0.073574 | 7.09 | 0.73574 | 52.09 | 0.36787 | 30.78 | 0.18394 | 16.8 | 0.036787 | 3.61 | 0.14715 | 13.68 | 0.073574 | 7.09 | 0.036787 | 3.61 | 0.0073574 | 0.73
11.25 | 40 | 0 | 0 | 1 | 39 | 2.7126 | 6.4935 | 1.38 | 5.9677 | 0.0030384 | 2.2 | 0 | 0 | 6172.1397 | 480 | 1.3563 | 3.2468 | 2.9838 | 0.0015192 | 0.67814 | 1.6234 | 1.4919 | 0.00075961 | 0.13563 | 0.32468 | 0.29838 | 0.00015192 | 9:08 | 2.9547 | 94.79 | 1.4773 | 77.18 | 0.73867 | 52.23 | 0.14773 | 13.73 | 1.4773 | 77.18 | 0.73867 | 52.23 | 0.36933 | 30.88 | 0.073867 | 7.12 | 0.73867 | 52.23 | 0.36933 | 30.88 | 0.18467 | 16.86 | 0.036933 | 3.63 | 0.14773 | 13.73 | 0.073867 | 7.12 | 0.036933 | 3.63 | 0.0073867 | 0.74
11.25 | 40 | 0 | 0 | 1 | 39 | 2.7142 | 6.4935 | 1.38 | 5.9712 | 0.0030403 | 2.2 | 0 | 0 | 6175.5712 | 480 | 1.3571 | 3.2468 | 2.9856 | 0.0015201 | 0.67855 | 1.6234 | 1.4928 | 0.00076006 | 0.13571 | 0.32468 | 0.29856 | 0.00015201 | 9:09 | 2.9664 | 94.85 | 1.4832 | 77.31 | 0.74159 | 52.36 | 0.14832 | 13.78 | 1.4832 | 77.31 | 0.74159 | 52.36 | 0.3708 | 30.98 | 0.074159 | 7.15 | 0.74159 | 52.36 | 0.3708 | 30.98 | 0.1854 | 16.92 | 0.03708 | 3.64 | 0.14832 | 13.78 | 0.074159 | 7.15 | 0.03708 | 3.64 | 0.0074159 | 0.74
11.25 | 40 | 0 | 0 | 1 | 39 | 2.7158 | 6.4935 | 1.38 | 5.9748 | 0.0030421 | 2.2 | 0 | 0 | 6178.9791 | 480 | 1.3579 | 3.2468 | 2.9874 | 0.001521 | 0.67896 | 1.6234 | 1.4937 | 0.00076052 | 0.13579 | 0.32468 | 0.29874 | 0.0001521 | 9:09 | 2.9781 | 94.91 | 1.489 | 77.44 | 0.74452 | 52.5 | 0.1489 | 13.83 | 1.489 | 77.44 | 0.74452 | 52.5 | 0.37226 | 31.08 | 0.074452 | 7.17 | 0.74452 | 52.5 | 0.37226 | 31.08 | 0.18613 | 16.98 | 0.037226 | 3.65 | 0.1489 | 13.83 | 0.074452 | 7.17 | 0.037226 | 3.65 | 0.0074452 | 0.74
11.25 | 40 | 0 | 0 | 1 | 39 | 2.7174 | 6.4935 | 1.38 | 5.9784 | 0.0030439 | 2.2 | 0 | 0 | 6182.3635 | 480 | 1.3587 | 3.2468 | 2.9892 | 0.0015219 | 0.67936 | 1.6234 | 1.4946 | 0.00076097 | 0.13587 | 0.32468 | 0.29892 | 0.00015219 | 9:09 | 2.9898 | 94.97 | 1.4949 | 77.57 | 0.74745 | 52.64 | 0.14949 | 13.89 | 1.4949 | 77.57 | 0.74745 | 52.64 | 0.37373 | 31.18 | 0.074745 | 7.2 | 0.74745 | 52.64 | 0.37373 | 31.18 | 0.18686 | 17.04 | 0.037373 | 3.67 | 0.14949 | 13.89 | 0.074745 | 7.2 | 0.037373 | 3.67 | 0.0074745 | 0.74
11.25 | 40 | 0 | 0 | 1 | 39 | 2.719 | 6.4935 | 1.38 | 5.9819 | 0.0030457 | 2.2 | 0 | 0 | 6185.7247 | 480 | 1.3595 | 3.2468 | 2.9909 | 0.0015228 | 0.67976 | 1.6234 | 1.4955 | 0.00076142 | 0.13595 | 0.32468 | 0.29909 | 0.00015228 | 9:09 | 3.0015 | 95.03 | 1.5008 | 77.7 | 0.75038 | 52.78 | 0.15008 | 13.94 | 1.5008 | 77.7 | 0.75038 | 52.78 | 0.37519 | 31.28 | 0.075038 | 7.23 | 0.75038 | 52.78 | 0.37519 | 31.28 | 0.1876 | 17.11 | 0.037519 | 3.68 | 0.15008 | 13.94 | 0.075038 | 7.23 | 0.037519 | 3.68 | 0.0075038 | 0.75
11.25 | 40 | 0 | 0 | 1 | 39 | 2.7206 | 6.4935 | 1.38 | 5.9854 | 0.0030475 | 2.2 | 0 | 0 | 6189.0628 | 480 | 1.3603 | 3.2468 | 2.9927 | 0.0015237 | 0.68016 | 1.6234 | 1.4963 | 0.00076186 | 0.13603 | 0.32468 | 0.29927 | 0.00015237 | 9:09 | 3.0133 | 95.09 | 1.5066 | 77.83 | 0.75332 | 52.92 | 0.15066 | 13.99 | 1.5066 | 77.83 | 0.75332 | 52.92 | 0.37666 | 31.38 | 0.075332 | 7.26 | 0.75332 | 52.92 | 0.37666 | 31.38 | 0.18833 | 17.17 | 0.037666 | 3.7 | 0.15066 | 13.99 | 0.075332 | 7.26 | 0.037666 | 3.7 | 0.0075332 | 0.75
11.25 | 40 | 0 | 0 | 1 | 39 | 2.7222 | 6.4935 | 1.38 | 5.9889 | 0.0030492 | 2.2 | 0 | 0 | 6192.3779 | 480 | 1.3611 | 3.2468 | 2.9944 | 0.0015246 | 0.68055 | 1.6234 | 1.4972 | 0.00076231 | 0.13611 | 0.32468 | 0.29944 | 0.00015246 | 9:10 | 3.025 | 95.14 | 1.5125 | 77.96 | 0.75625 | 53.06 | 0.15125 | 14.04 | 1.5125 | 77.96 | 0.75625 | 53.06 | 0.37813 | 31.49 | 0.075625 | 7.28 | 0.75625 | 53.06 | 0.37813 | 31.49 | 0.18906 | 17.23 | 0.037813 | 3.71 | 0.15125 | 14.04 | 0.075625 | 7.28 | 0.037813 | 3.71 | 0.0075625 | 0.75
11.25 | 40 | 0 | 0 | 1 | 39 | 2.7238 | 6.4935 | 1.38 | 5.9923 | 0.003051 | 2.2 | 0 | 0 | 6195.6702 | 480 | 1.3619 | 3.2468 | 2.9961 | 0.0015255 | 0.68094 | 1.6234 | 1.4981 | 0.00076274 | 0.13619 | 0.32468 | 0.29961 | 0.00015255 | 9:10 | 3.0368 | 95.2 | 1.5184 | 78.09 | 0.75919 | 53.2 | 0.15184 | 14.09 | 1.5184 | 78.09 | 0.75919 | 53.2 | 0.37959 | 31.59 | 0.075919 | 7.31 | 0.75919 | 53.2 | 0.37959 | 31.59 | 0.1898 | 17.29 | 0.037959 | 3.72 | 0.15184 | 14.09 | 0.075919 | 7.31 | 0.037959 | 3.72 | 0.0075919 | 0.76
11.25 | 40 | 0 | 0 | 1 | 39 | 2.7253 | 6.4935 | 1.38 | 5.9957 | 0.0030527 | 2.2 | 0 | 0 | 6198.9399 | 480 | 1.3627 | 3.2468 | 2.9979 | 0.0015264 | 0.68133 | 1.6234 | 1.4989 | 0.00076318 | 0.13627 | 0.32468 | 0.29979 | 0.00015264 | 9:10 | 3.0485 | 95.26 | 1.5243 | 78.22 | 0.76213 | 53.33 | 0.15243 | 14.14 | 1.5243 | 78.22 | 0.76213 | 53.33 | 0.38106 | 31.69 | 0.076213 | 7.34 | 0.76213 | 53.33 | 0.38106 | 31.69 | 0.19053 | 17.35 | 0.038106 | 3.74 | 0.15243 | 14.14 | 0.076213 | 7.34 | 0.038106 | 3.74 | 0.0076213 | 0.76
11.25 | 40 | 0 | 0 | 1 | 39 | 2.7269 | 6.4935 | 1.38 | 5.9991 | 0.0030545 | 2.2 | 0 | 0 | 6202.1872 | 480 | 1.3634 | 3.2468 | 2.9996 | 0.0015272 | 0.68172 | 1.6234 | 1.4998 | 0.00076361 | 0.13634 | 0.32468 | 0.29996 | 0.00015272 | 9:10 | 3.0603 | 95.31 | 1.5301 | 78.35 | 0.76507 | 53.47 | 0.15301 | 14.19 | 1.5301 | 78.35 | 0.76507 | 53.47 | 0.38253 | 31.79 | 0.076507 | 7.37 | 0.76507 | 53.47 | 0.38253 | 31.79 | 0.19127 | 17.41 | 0.038253 | 3.75 | 0.15301 | 14.19 | 0.076507 | 7.37 | 0.038253 | 3.75 | 0.0076507 | 0.76
11.25 | 40 | 0 | 0 | 1 | 39 | 2.7284 | 6.4935 | 1.38 | 6.0025 | 0.0030562 | 2.2 | 0 | 0 | 6205.4121 | 480 | 1.3642 | 3.2468 | 3.0013 | 0.0015281 | 0.6821 | 1.6234 | 1.5006 | 0.00076404 | 0.13642 | 0.32468 | 0.30013 | 0.00015281 | 9:10 | 3.072 | 95.37 | 1.536 | 78.48 | 0.76801 | 53.61 | 0.1536 | 14.24 | 1.536 | 78.48 | 0.76801 | 53.61 | 0.384 | 31.89 | 0.076801 | 7.39 | 0.76801 | 53.61 | 0.384 | 31.89 | 0.192 | 17.47 | 0.0384 | 3.77 | 0.1536 | 14.24 | 0.076801 | 7.39 | 0.0384 | 3.77 | 0.0076801 | 0.77
11.25 | 40 | 0 | 0 | 1 | 39 | 2.7299 | 6.4935 | 1.38 | 6.0059 | 0.0030579 | 2.2 | 0 | 0 | 6208.6148 | 480 | 1.365 | 3.2468 | 3.0029 | 0.0015289 | 0.68248 | 1.6234 | 1.5015 | 0.00076447 | 0.1365 | 0.32468 | 0.30029 | 0.00015289 | 9:10 | 3.0838 | 95.42 | 1.5419 | 78.6 | 0.77095 | 53.74 | 0.15419 | 14.29 | 1.5419 | 78.6 | 0.77095 | 53.74 | 0.38548 | 31.99 | 0.077095 | 7.42 | 0.77095 | 53.74 | 0.38548 | 31.99 | 0.19274 | 17.53 | 0.038548 | 3.78 | 0.15419 | 14.29 | 0.077095 | 7.42 | 0.038548 | 3.78 | 0.0077095 | 0.77
11.25 | 40 | 0 | 0 | 1 | 39 | 2.7314 | 6.4935 | 1.38 | 6.0092 | 0.0030596 | 2.2 | 0 | 0 | 6211.7955 | 480 | 1.3657 | 3.2468 | 3.0046 | 0.0015298 | 0.68286 | 1.6234 | 1.5023 | 0.00076489 | 0.13657 | 0.32468 | 0.30046 | 0.00015298 | 9:11 | 3.0956 | 95.48 | 1.5478 | 78.73 | 0.7739 | 53.88 | 0.15478 | 14.34 | 1.5478 | 78.73 | 0.7739 | 53.88 | 0.38695 | 32.09 | 0.07739 | 7.45 | 0.7739 | 53.88 | 0.38695 | 32.09 | 0.19347 | 17.59 | 0.038695 | 3.8 | 0.15478 | 14.34 | 0.07739 | 7.45 | 0.038695 | 3.8 | 0.007739 | 0.77
11.25 | 40 | 0 | 0 | 1 | 39 | 2.733 | 6.4935 | 1.38 | 6.0125 | 0.0030613 | 2.2 | 0 | 0 | 6214.9543 | 480 | 1.3665 | 3.2468 | 3.0062 | 0.0015306 | 0.68324 | 1.6234 | 1.5031 | 0.00076532 | 0.13665 | 0.32468 | 0.30062 | 0.00015306 | 9:11 | 3.1074 | 95.53 | 1.5537 | 78.85 | 0.77684 | 54.01 | 0.15537 | 14.39 | 1.5537 | 78.85 | 0.77684 | 54.01 | 0.38842 | 32.19 | 0.077684 | 7.47 | 0.77684 | 54.01 | 0.38842 | 32.19 | 0.19421 | 17.65 | 0.038842 | 3.81 | 0.15537 | 14.39 | 0.077684 | 7.47 | 0.038842 | 3.81 | 0.0077684 | 0.77
11.25 | 40 | 0 | 0 | 1 | 39 | 2.7344 | 6.4935 | 1.38 | 6.0158 | 0.0030629 | 2.2 | 0 | 0 | 6218.0915 | 480 | 1.3672 | 3.2468 | 3.0079 | 0.0015315 | 0.68361 | 1.6234 | 1.5039 | 0.00076573 | 0.13672 | 0.32468 | 0.30079 | 0.00015315 | 9:11 | 3.1192 | 95.58 | 1.5596 | 78.98 | 0.77979 | 54.15 | 0.15596 | 14.44 | 1.5596 | 78.98 | 0.77979 | 54.15 | 0.3899 | 32.29 | 0.077979 | 7.5 | 0.77979 | 54.15 | 0.3899 | 32.29 | 0.19495 | 17.71 | 0.03899 | 3.82 | 0.15596 | 14.44 | 0.077979 | 7.5 | 0.03899 | 3.82 | 0.0077979 | 0.78
11.25 | 40 | 0 | 0 | 1 | 39 | 2.7359 | 6.4935 | 1.38 | 6.019 | 0.0030646 | 2.2 | 0 | 0 | 6221.207 | 480 | 1.368 | 3.2468 | 3.0095 | 0.0015323 | 0.68398 | 1.6234 | 1.5048 | 0.00076615 | 0.1368 | 0.32468 | 0.30095 | 0.00015323 | 9:11 | 3.131 | 95.63 | 1.5655 | 79.1 | 0.78274 | 54.28 | 0.15655 | 14.49 | 1.5655 | 79.1 | 0.78274 | 54.28 | 0.39137 | 32.39 | 0.078274 | 7.53 | 0.78274 | 54.28 | 0.39137 | 32.39 | 0.19569 | 17.77 | 0.039137 | 3.84 | 0.15655 | 14.49 | 0.078274 | 7.53 | 0.039137 | 3.84 | 0.0078274 | 0.78
11.25 | 40 | 0 | 0 | 1 | 39 | 2.7374 | 6.4935 | 1.38 | 6.0223 | 0.0030662 | 2.2 | 0 | 0 | 6224.3012 | 480 | 1.3687 | 3.2468 | 3.0111 | 0.0015331 | 0.68435 | 1.6234 | 1.5056 | 0.00076656 | 0.13687 | 0.32468 | 0.30111 | 0.00015331 | 9:11 | 3.1428 | 95.68 | 1.5714 | 79.22 | 0.78569 | 54.42 | 0.15714 | 14.54 | 1.5714 | 79.22 | 0.78569 | 54.42 | 0.39285 | 32.49 | 0.078569 | 7.56 | 0.78569 | 54.42 | 0.39285 | 32.49 | 0.19642 | 17.83 | 0.039285 | 3.85 | 0.15714 | 14.54 | 0.078569 | 7.56 | 0.039285 | 3.85 | 0.0078569 | 0.78
11.25 | 40 | 0 | 0 | 1 | 39 | 2.7389 | 6.4935 | 1.38 | 6.0255 | 0.0030679 | 2.2 | 0 | 0 | 6227.374 | 480 | 1.3694 | 3.2468 | 3.0128 | 0.0015339 | 0.68472 | 1.6234 | 1.5064 | 0.00076697 | 0.13694 | 0.32468 | 0.30128 | 0.00015339 | 9:12 | 3.1546 | 95.73 | 1.5773 | 79.35 | 0.78864 | 54.55 | 0.15773 | 14.59 | 1.5773 | 79.35 | 0.78864 | 54.55 | 0.39432 | 32.59 | 0.078864 | 7.58 | 0.78864 | 54.55 | 0.39432 | 32.59 | 0.19716 | 17.89 | 0.039432 | 3.87 | 0.15773 | 14.59 | 0.078864 | 7.58 | 0.039432 | 3.87 | 0.0078864 | 0.79
11.25 | 40 | 0 | 0 | 1 | 39 | 2.7403 | 6.4935 | 1.38 | 6.0287 | 0.0030695 | 2.2 | 0 | 0 | 6230.4258 | 480 | 1.3702 | 3.2468 | 3.0144 | 0.0015348 | 0.68508 | 1.6234 | 1.5072 | 0.00076738 | 0.13702 | 0.32468 | 0.30144 | 0.00015348 | 9:12 | 3.1664 | 95.78 | 1.5832 | 79.47 | 0.7916 | 54.69 | 0.15832 | 14.64 | 1.5832 | 79.47 | 0.7916 | 54.69 | 0.3958 | 32.69 | 0.07916 | 7.61 | 0.7916 | 54.69 | 0.3958 | 32.69 | 0.1979 | 17.95 | 0.03958 | 3.88 | 0.15832 | 14.64 | 0.07916 | 7.61 | 0.03958 | 3.88 | 0.007916 | 0.79
11.25 | 40 | 0 | 0 | 1 | 39 | 2.7418 | 6.4935 | 1.38 | 6.0319 | 0.0030711 | 2.2 | 0 | 0 | 6233.4565 | 480 | 1.3709 | 3.2468 | 3.0159 | 0.0015356 | 0.68544 | 1.6234 | 1.508 | 0.00076778 | 0.13709 | 0.32468 | 0.30159 | 0.00015356 | 9:12 | 3.1782 | 95.83 | 1.5891 | 79.59 | 0.79455 | 54.82 | 0.15891 | 14.69 | 1.5891 | 79.59 | 0.79455 | 54.82 | 0.39728 | 32.79 | 0.079455 | 7.64 | 0.79455 | 54.82 | 0.39728 | 32.79 | 0.19864 | 18.02 | 0.039728 | 3.89 | 0.15891 | 14.69 | 0.079455 | 7.64 | 0.039728 | 3.89 | 0.0079455 | 0.79
11.25 | 40 | 0 | 0 | 1 | 39 | 2.7432 | 6.4935 | 1.38 | 6.035 | 0.0030727 | 2.2 | 0 | 0 | 6236.4664 | 480 | 1.3716 | 3.2468 | 3.0175 | 0.0015364 | 0.6858 | 1.6234 | 1.5088 | 0.00076818 | 0.13716 | 0.32468 | 0.30175 | 0.00015364 | 9:12 | 3.19 | 95.88 | 1.595 | 79.71 | 0.79751 | 54.96 | 0.1595 | 14.74 | 1.595 | 79.71 | 0.79751 | 54.96 | 0.39876 | 32.88 | 0.079751 | 7.67 | 0.79751 | 54.96 | 0.39876 | 32.88 | 0.19938 | 18.08 | 0.039876 | 3.91 | 0.1595 | 14.74 | 0.079751 | 7.67 | 0.039876 | 3.91 | 0.0079751 | 0.79
11.25 | 40 | 0 | 0 | 1 | 39 | 2.7446 | 6.4935 | 1.38 | 6.0382 | 0.0030743 | 2.2 | 0 | 0 | 6239.4557 | 480 | 1.3723 | 3.2468 | 3.0191 | 0.0015372 | 0.68615 | 1.6234 | 1.5095 | 0.00076858 | 0.13723 | 0.32468 | 0.30191 | 0.00015372 | 9:12 | 3.2019 | 95.93 | 1.6009 | 79.83 | 0.80047 | 55.09 | 0.16009 | 14.79 | 1.6009 | 79.83 | 0.80047 | 55.09 | 0.40024 | 32.98 | 0.080047 | 7.69 | 0.80047 | 55.09 | 0.40024 | 32.98 | 0.20012 | 18.14 | 0.040024 | 3.92 | 0.16009 | 14.79 | 0.080047 | 7.69 | 0.040024 | 3.92 | 0.0080047 | 0.8
11.25 | 40 | 0 | 0 | 1 | 39 | 2.746 | 6.4935 | 1.38 | 6.0413 | 0.0030759 | 2.2 | 0 | 0 | 6242.4244 | 480 | 1.373 | 3.2468 | 3.0206 | 0.001538 | 0.68651 | 1.6234 | 1.5103 | 0.00076898 | 0.1373 | 0.32468 | 0.30206 | 0.0001538 | 9:13 | 3.2137 | 95.98 | 1.6069 | 79.95 | 0.80343 | 55.22 | 0.16069 | 14.84 | 1.6069 | 79.95 | 0.80343 | 55.22 | 0.40172 | 33.08 | 0.080343 | 7.72 | 0.80343 | 55.22 | 0.40172 | 33.08 | 0.20086 | 18.2 | 0.040172 | 3.94 | 0.16069 | 14.84 | 0.080343 | 7.72 | 0.040172 | 3.94 | 0.0080343 | 0.8
11.25 | 40 | 0 | 0 | 1 | 39 | 2.7474 | 6.4935 | 1.38 | 6.0444 | 0.0030775 | 2.2 | 0 | 0 | 6245.3726 | 480 | 1.3737 | 3.2468 | 3.0222 | 0.0015387 | 0.68686 | 1.6234 | 1.5111 | 0.00076937 | 0.13737 | 0.32468 | 0.30222 | 0.00015387 | 9:13 | 3.2256 | 96.03 | 1.6128 | 80.07 | 0.80639 | 55.35 | 0.16128 | 14.89 | 1.6128 | 80.07 | 0.80639 | 55.35 | 0.4032 | 33.18 | 0.080639 | 7.75 | 0.80639 | 55.35 | 0.4032 | 33.18 | 0.2016 | 18.26 | 0.04032 | 3.95 | 0.16128 | 14.89 | 0.080639 | 7.75 | 0.04032 | 3.95 | 0.0080639 | 0.8
11.25 | 40 | 0 | 0 | 1 | 39 | 2.7488 | 6.4935 | 1.38 | 6.0474 | 0.003079 | 2.2 | 0 | 0 | 6248.3006 | 480 | 1.3744 | 3.2468 | 3.0237 | 0.0015395 | 0.68721 | 1.6234 | 1.5119 | 0.00076976 | 0.13744 | 0.32468 | 0.30237 | 0.00015395 | 9:13 | 3.2374 | 96.07 | 1.6187 | 80.18 | 0.80936 | 55.49 | 0.16187 | 14.94 | 1.6187 | 80.18 | 0.80936 | 55.49 | 0.40468 | 33.28 | 0.080936 | 7.77 | 0.80936 | 55.49 | 0.40468 | 33.28 | 0.20234 | 18.32 | 0.040468 | 3.97 | 0.16187 | 14.94 | 0.080936 | 7.77 | 0.040468 | 3.97 | 0.0080936 | 0.81
11.25 | 40 | 0 | 0 | 1 | 39 | 2.7502 | 6.4935 | 1.38 | 6.0505 | 0.0030806 | 2.2 | 0 | 0 | 6251.2085 | 480 | 1.3751 | 3.2468 | 3.0252 | 0.0015403 | 0.68755 | 1.6234 | 1.5126 | 0.00077015 | 0.13751 | 0.32468 | 0.30252 | 0.00015403 | 9:13 | 3.2493 | 96.12 | 1.6246 | 80.3 | 0.81232 | 55.62 | 0.16246 | 15 | 1.6246 | 80.3 | 0.81232 | 55.62 | 0.40616 | 33.38 | 0.081232 | 7.8 | 0.81232 | 55.62 | 0.40616 | 33.38 | 0.20308 | 18.38 | 0.040616 | 3.98 | 0.16246 | 15 | 0.081232 | 7.8 | 0.040616 | 3.98 | 0.0081232 | 0.81
11.25 | 40 | 0 | 0 | 1 | 39 | 2.7516 | 6.4935 | 1.38 | 6.0535 | 0.0030821 | 2.2 | 0 | 0 | 6254.0964 | 480 | 1.3758 | 3.2468 | 3.0267 | 0.0015411 | 0.6879 | 1.6234 | 1.5134 | 0.00077053 | 0.13758 | 0.32468 | 0.30267 | 0.00015411 | 9:13 | 3.2612 | 96.17 | 1.6306 | 80.42 | 0.81529 | 55.75 | 0.16306 | 15.05 | 1.6306 | 80.42 | 0.81529 | 55.75 | 0.40764 | 33.48 | 0.081529 | 7.83 | 0.81529 | 55.75 | 0.40764 | 33.48 | 0.20382 | 18.44 | 0.040764 | 3.99 | 0.16306 | 15.05 | 0.081529 | 7.83 | 0.040764 | 3.99 | 0.0081529 | 0.81
11.25 | 40 | 0 | 0 | 1 | 39 | 2.753 | 6.4935 | 1.38 | 6.0565 | 0.0030837 | 2.2 | 0 | 0 | 6256.9644 | 480 | 1.3765 | 3.2468 | 3.0282 | 0.0015418 | 0.68824 | 1.6234 | 1.5141 | 0.00077092 | 0.13765 | 0.32468 | 0.30282 | 0.00015418 | 9:13 | 3.273 | 96.21 | 1.6365 | 80.53 | 0.81826 | 55.88 | 0.16365 | 15.1 | 1.6365 | 80.53 | 0.81826 | 55.88 | 0.40913 | 33.58 | 0.081826 | 7.86 | 0.81826 | 55.88 | 0.40913 | 33.58 | 0.20456 | 18.5 | 0.040913 | 4.01 | 0.16365 | 15.1 | 0.081826 | 7.86 | 0.040913 | 4.01 | 0.0081826 | 0.81
11.25 | 40 | 0 | 0 | 1 | 39 | 2.7543 | 6.4935 | 1.38 | 6.0595 | 0.0030852 | 2.2 | 0 | 0 | 6259.8127 | 480 | 1.3772 | 3.2468 | 3.0297 | 0.0015426 | 0.68858 | 1.6234 | 1.5149 | 0.0007713 | 0.13772 | 0.32468 | 0.30297 | 0.00015426 | 9:14 | 3.2849 | 96.26 | 1.6425 | 80.65 | 0.82123 | 56.01 | 0.16425 | 15.15 | 1.6425 | 80.65 | 0.82123 | 56.01 | 0.41061 | 33.68 | 0.082123 | 7.88 | 0.82123 | 56.01 | 0.41061 | 33.68 | 0.20531 | 18.56 | 0.041061 | 4.02 | 0.16425 | 15.15 | 0.082123 | 7.88 | 0.041061 | 4.02 | 0.0082123 | 0.82
11.25 | 40 | 0 | 0 | 1 | 39 | 2.7557 | 6.4935 | 1.38 | 6.0624 | 0.0030867 | 2.2 | 0 | 0 | 6262.6414 | 480 | 1.3778 | 3.2468 | 3.0312 | 0.0015433 | 0.68891 | 1.6234 | 1.5156 | 0.00077167 | 0.13778 | 0.32468 | 0.30312 | 0.00015433 | 9:14 | 3.2968 | 96.3 | 1.6484 | 80.76 | 0.8242 | 56.14 | 0.16484 | 15.2 | 1.6484 | 80.76 | 0.8242 | 56.14 | 0.4121 | 33.77 | 0.08242 | 7.91 | 0.8242 | 56.14 | 0.4121 | 33.77 | 0.20605 | 18.62 | 0.04121 | 4.04 | 0.16484 | 15.2 | 0.08242 | 7.91 | 0.04121 | 4.04 | 0.008242 | 0.82
11.25 | 40 | 0 | 0 | 1 | 39 | 2.757 | 6.4935 | 1.38 | 6.0654 | 0.0030882 | 2.2 | 0 | 0 | 6265.4507 | 480 | 1.3785 | 3.2468 | 3.0327 | 0.0015441 | 0.68925 | 1.6234 | 1.5163 | 0.00077205 | 0.13785 | 0.32468 | 0.30327 | 0.00015441 | 9:14 | 3.3087 | 96.34 | 1.6543 | 80.88 | 0.82717 | 56.27 | 0.16543 | 15.25 | 1.6543 | 80.88 | 0.82717 | 56.27 | 0.41358 | 33.87 | 0.082717 | 7.94 | 0.82717 | 56.27 | 0.41358 | 33.87 | 0.20679 | 18.68 | 0.041358 | 4.05 | 0.16543 | 15.25 | 0.082717 | 7.94 | 0.041358 | 4.05 | 0.0082717 | 0.82
11.25 | 40 | 0 | 0 | 1 | 39 | 2.7583 | 6.4935 | 1.38 | 6.0683 | 0.0030897 | 2.2 | 0 | 0 | 6268.2407 | 480 | 1.3792 | 3.2468 | 3.0342 | 0.0015448 | 0.68958 | 1.6234 | 1.5171 | 0.00077242 | 0.13792 | 0.32468 | 0.30342 | 0.00015448 | 9:14 | 3.3206 | 96.39 | 1.6603 | 80.99 | 0.83014 | 56.4 | 0.16603 | 15.3 | 1.6603 | 80.99 | 0.83014 | 56.4 | 0.41507 | 33.97 | 0.083014 | 7.97 | 0.83014 | 56.4 | 0.41507 | 33.97 | 0.20754 | 18.74 | 0.041507 | 4.07 | 0.16603 | 15.3 | 0.083014 | 7.97 | 0.041507 | 4.07 | 0.0083014 | 0.83
11.25 | 40 | 0 | 0 | 1 | 39 | 2.7596 | 6.4935 | 1.38 | 6.0712 | 0.0030912 | 2.2 | 0 | 0 | 6271.0114 | 480 | 1.3798 | 3.2468 | 3.0356 | 0.0015456 | 0.68991 | 1.6234 | 1.5178 | 0.00077279 | 0.13798 | 0.32468 | 0.30356 | 0.00015456 | 9:14 | 3.3325 | 96.43 | 1.6662 | 81.1 | 0.83312 | 56.53 | 0.16662 | 15.35 | 1.6662 | 81.1 | 0.83312 | 56.53 | 0.41656 | 34.07 | 0.083312 | 7.99 | 0.83312 | 56.53 | 0.41656 | 34.07 | 0.20828 | 18.8 | 0.041656 | 4.08 | 0.16662 | 15.35 | 0.083312 | 7.99 | 0.041656 | 4.08 | 0.0083312 | 0.83
11.25 | 40 | 0 | 0 | 1 | 39 | 2.761 | 6.4935 | 1.38 | 6.0741 | 0.0030926 | 2.2 | 0 | 0 | 6273.7632 | 480 | 1.3805 | 3.2468 | 3.037 | 0.0015463 | 0.69024 | 1.6234 | 1.5185 | 0.00077316 | 0.13805 | 0.32468 | 0.3037 | 0.00015463 | 9:15 | 3.3444 | 96.47 | 1.6722 | 81.22 | 0.8361 | 56.66 | 0.16722 | 15.4 | 1.6722 | 81.22 | 0.8361 | 56.66 | 0.41805 | 34.17 | 0.08361 | 8.02 | 0.8361 | 56.66 | 0.41805 | 34.17 | 0.20902 | 18.86 | 0.041805 | 4.09 | 0.16722 | 15.4 | 0.08361 | 8.02 | 0.041805 | 4.09 | 0.008361 | 0.83
11.25 | 40 | 0 | 0 | 1 | 39 | 2.7623 | 6.4935 | 1.38 | 6.077 | 0.0030941 | 2.2 | 0 | 0 | 6276.496 | 480 | 1.3811 | 3.2468 | 3.0385 | 0.001547 | 0.69056 | 1.6234 | 1.5192 | 0.00077352 | 0.13811 | 0.32468 | 0.30385 | 0.0001547 | 9:15 | 3.3563 | 96.51 | 1.6781 | 81.33 | 0.83907 | 56.79 | 0.16781 | 15.45 | 1.6781 | 81.33 | 0.83907 | 56.79 | 0.41954 | 34.26 | 0.083907 | 8.05 | 0.83907 | 56.79 | 0.41954 | 34.26 | 0.20977 | 18.92 | 0.041954 | 4.11 | 0.16781 | 15.45 | 0.083907 | 8.05 | 0.041954 | 4.11 | 0.0083907 | 0.84
11.25 | 40 | 0 | 0 | 1 | 39 | 2.7635 | 6.4935 | 1.38 | 6.0798 | 0.0030955 | 2.2 | 0 | 0 | 6279.21 | 480 | 1.3818 | 3.2468 | 3.0399 | 0.0015478 | 0.69089 | 1.6234 | 1.5199 | 0.00077388 | 0.13818 | 0.32468 | 0.30399 | 0.00015478 | 9:15 | 3.3682 | 96.55 | 1.6841 | 81.44 | 0.84205 | 56.92 | 0.16841 | 15.5 | 1.6841 | 81.44 | 0.84205 | 56.92 | 0.42103 | 34.36 | 0.084205 | 8.08 | 0.84205 | 56.92 | 0.42103 | 34.36 | 0.21051 | 18.98 | 0.042103 | 4.12 | 0.16841 | 15.5 | 0.084205 | 8.08 | 0.042103 | 4.12 | 0.0084205 | 0.84
11.25 | 40 | 0 | 0 | 1 | 39 | 2.7648 | 6.4935 | 1.38 | 6.0826 | 0.003097 | 2.2 | 0 | 0 | 6281.9054 | 480 | 1.3824 | 3.2468 | 3.0413 | 0.0015485 | 0.69121 | 1.6234 | 1.5207 | 0.00077424 | 0.13824 | 0.32468 | 0.30413 | 0.00015485 | 9:15 | 3.3801 | 96.6 | 1.6901 | 81.55 | 0.84503 | 57.05 | 0.16901 | 15.55 | 1.6901 | 81.55 | 0.84503 | 57.05 | 0.42252 | 34.46 | 0.084503 | 8.1 | 0.84503 | 57.05 | 0.42252 | 34.46 | 0.21126 | 19.04 | 0.042252 | 4.14 | 0.16901 | 15.55 | 0.084503 | 8.1 | 0.042252 | 4.14 | 0.0084503 | 0.84
11.25 | 40 | 0 | 0 | 1 | 39 | 2.7661 | 6.4935 | 1.38 | 6.0854 | 0.0030984 | 2.2 | 0 | 0 | 6284.5822 | 480 | 1.3831 | 3.2468 | 3.0427 | 0.0015492 | 0.69153 | 1.6234 | 1.5214 | 0.0007746 | 0.13831 | 0.32468 | 0.30427 | 0.00015492 | 9:15 | 3.3921 | 96.64 | 1.696 | 81.66 | 0.84802 | 57.17 | 0.1696 | 15.6 | 1.696 | 81.66 | 0.84802 | 57.17 | 0.42401 | 34.56 | 0.084802 | 8.13 | 0.84802 | 57.17 | 0.42401 | 34.56 | 0.212 | 19.1 | 0.042401 | 4.15 | 0.1696 | 15.6 | 0.084802 | 8.13 | 0.042401 | 4.15 | 0.0084802 | 0.84
11.25 | 40 | 0 | 0 | 1 | 39 | 2.7674 | 6.4935 | 1.38 | 6.0882 | 0.0030998 | 2.2 | 0 | 0 | 6287.2406 | 480 | 1.3837 | 3.2468 | 3.0441 | 0.0015499 | 0.69184 | 1.6234 | 1.5221 | 0.00077495 | 0.13837 | 0.32468 | 0.30441 | 0.00015499 | 9:16 | 3.404 | 96.68 | 1.702 | 81.77 | 0.851 | 57.3 | 0.1702 | 15.65 | 1.702 | 81.77 | 0.851 | 57.3 | 0.4255 | 34.66 | 0.0851 | 8.16 | 0.851 | 57.3 | 0.4255 | 34.66 | 0.21275 | 19.16 | 0.04255 | 4.17 | 0.1702 | 15.65 | 0.0851 | 8.16 | 0.04255 | 4.17 | 0.00851 | 0.85
11.25 | 40 | 0 | 0 | 1 | 39 | 2.7686 | 6.4935 | 1.38 | 6.091 | 0.0031012 | 2.2 | 0 | 0 | 6289.8808 | 480 | 1.3843 | 3.2468 | 3.0455 | 0.0015506 | 0.69216 | 1.6234 | 1.5227 | 0.0007753 | 0.13843 | 0.32468 | 0.30455 | 0.00015506 | 9:16 | 3.4159 | 96.72 | 1.708 | 81.88 | 0.85398 | 57.43 | 0.1708 | 15.7 | 1.708 | 81.88 | 0.85398 | 57.43 | 0.42699 | 34.75 | 0.085398 | 8.19 | 0.85398 | 57.43 | 0.42699 | 34.75 | 0.2135 | 19.22 | 0.042699 | 4.18 | 0.1708 | 15.7 | 0.085398 | 8.19 | 0.042699 | 4.18 | 0.0085398 | 0.85
11.25 | 40 | 0 | 0 | 1 | 39 | 2.7699 | 6.4935 | 1.38 | 6.0937 | 0.0031026 | 2.2 | 0 | 0 | 6292.5028 | 480 | 1.3849 | 3.2468 | 3.0469 | 0.0015513 | 0.69247 | 1.6234 | 1.5234 | 0.00077565 | 0.13849 | 0.32468 | 0.30469 | 0.00015513 | 9:16 | 3.4279 | 96.75 | 1.7139 | 81.98 | 0.85697 | 57.56 | 0.17139 | 15.75 | 1.7139 | 81.98 | 0.85697 | 57.56 | 0.42849 | 34.85 | 0.085697 | 8.21 | 0.85697 | 57.56 | 0.42849 | 34.85 | 0.21424 | 19.28 | 0.042849 | 4.19 | 0.17139 | 15.75 | 0.085697 | 8.21 | 0.042849 | 4.19 | 0.0085697 | 0.85
11.25 | 40 | 0 | 0 | 1 | 39 | 2.7711 | 6.4935 | 1.38 | 6.0964 | 0.003104 | 2.2 | 0 | 0 | 6295.1068 | 480 | 1.3856 | 3.2468 | 3.0482 | 0.001552 | 0.69278 | 1.6234 | 1.5241 | 0.000776 | 0.13856 | 0.32468 | 0.30482 | 0.0001552 | 9:16 | 3.4398 | 96.79 | 1.7199 | 82.09 | 0.85996 | 57.68 | 0.17199 | 15.8 | 1.7199 | 82.09 | 0.85996 | 57.68 | 0.42998 | 34.95 | 0.085996 | 8.24 | 0.85996 | 57.68 | 0.42998 | 34.95 | 0.21499 | 19.35 | 0.042998 | 4.21 | 0.17199 | 15.8 | 0.085996 | 8.24 | 0.042998 | 4.21 | 0.0085996 | 0.86
11.25 | 40 | 0 | 0 | 1 | 39 | 2.7723 | 6.4935 | 1.38 | 6.0992 | 0.0031054 | 2.2 | 0 | 0 | 6297.6928 | 480 | 1.3862 | 3.2468 | 3.0496 | 0.0015527 | 0.69309 | 1.6234 | 1.5248 | 0.00077635 | 0.13862 | 0.32468 | 0.30496 | 0.00015527 | 9:16 | 3.4518 | 96.83 | 1.7259 | 82.2 | 0.86295 | 57.81 | 0.17259 | 15.85 | 1.7259 | 82.2 | 0.86295 | 57.81 | 0.43147 | 35.04 | 0.086295 | 8.27 | 0.86295 | 57.81 | 0.43147 | 35.04 | 0.21574 | 19.41 | 0.043147 | 4.22 | 0.17259 | 15.85 | 0.086295 | 8.27 | 0.043147 | 4.22 | 0.0086295 | 0.86
11.25 | 40 | 0 | 0 | 1 | 39 | 2.7736 | 6.4935 | 1.38 | 6.1018 | 0.0031068 | 2.2 | 0 | 0 | 6300.2611 | 480 | 1.3868 | 3.2468 | 3.0509 | 0.0015534 | 0.69339 | 1.6234 | 1.5255 | 0.00077669 | 0.13868 | 0.32468 | 0.30509 | 0.00015534 | 9:16 | 3.4638 | 96.87 | 1.7319 | 82.3 | 0.86594 | 57.93 | 0.17319 | 15.9 | 1.7319 | 82.3 | 0.86594 | 57.93 | 0.43297 | 35.14 | 0.086594 | 8.3 | 0.86594 | 57.93 | 0.43297 | 35.14 | 0.21648 | 19.47 | 0.043297 | 4.24 | 0.17319 | 15.9 | 0.086594 | 8.3 | 0.043297 | 4.24 | 0.0086594 | 0.86
11.25 | 40 | 0 | 0 | 1 | 39 | 2.7748 | 6.4935 | 1.38 | 6.1045 | 0.0031081 | 2.2 | 0 | 0 | 6302.8118 | 480 | 1.3874 | 3.2468 | 3.0523 | 0.0015541 | 0.6937 | 1.6234 | 1.5261 | 0.00077703 | 0.13874 | 0.32468 | 0.30523 | 0.00015541 | 9:17 | 3.4757 | 96.91 | 1.7379 | 82.41 | 0.86893 | 58.06 | 0.17379 | 15.95 | 1.7379 | 82.41 | 0.86893 | 58.06 | 0.43446 | 35.24 | 0.086893 | 8.32 | 0.86893 | 58.06 | 0.43446 | 35.24 | 0.21723 | 19.53 | 0.043446 | 4.25 | 0.17379 | 15.95 | 0.086893 | 8.32 | 0.043446 | 4.25 | 0.0086893 | 0.87
11.25 | 40 | 0 | 0 | 1 | 39 | 2.776 | 6.4935 | 1.38 | 6.1072 | 0.0031095 | 2.2 | 0 | 0 | 6305.3449 | 480 | 1.388 | 3.2468 | 3.0536 | 0.0015547 | 0.694 | 1.6234 | 1.5268 | 0.00077737 | 0.1388 | 0.32468 | 0.30536 | 0.00015547 | 9:17 | 3.4877 | 96.94 | 1.7438 | 82.52 | 0.87192 | 58.19 | 0.17438 | 16 | 1.7438 | 82.52 | 0.87192 | 58.19 | 0.43596 | 35.34 | 0.087192 | 8.35 | 0.87192 | 58.19 | 0.43596 | 35.34 | 0.21798 | 19.59 | 0.043596 | 4.27 | 0.17438 | 16 | 0.087192 | 8.35 | 0.043596 | 4.27 | 0.0087192 | 0.87
11.25 | 40 | 0 | 0 | 1 | 39 | 2.7772 | 6.4935 | 1.38 | 6.1098 | 0.0031108 | 2.2 | 0 | 0 | 6307.8606 | 480 | 1.3886 | 3.2468 | 3.0549 | 0.0015554 | 0.6943 | 1.6234 | 1.5275 | 0.0007777 | 0.13886 | 0.32468 | 0.30549 | 0.00015554 | 9:17 | 3.4997 | 96.98 | 1.7498 | 82.62 | 0.87492 | 58.31 | 0.17498 | 16.05 | 1.7498 | 82.62 | 0.87492 | 58.31 | 0.43746 | 35.43 | 0.087492 | 8.38 | 0.87492 | 58.31 | 0.43746 | 35.43 | 0.21873 | 19.65 | 0.043746 | 4.28 | 0.17498 | 16.05 | 0.087492 | 8.38 | 0.043746 | 4.28 | 0.0087492 | 0.87
11.25 | 40 | 0 | 0 | 1 | 39 | 2.7784 | 6.4935 | 1.38 | 6.1124 | 0.0031121 | 2.2 | 0 | 0 | 6310.359 | 480 | 1.3892 | 3.2468 | 3.0562 | 0.0015561 | 0.69459 | 1.6234 | 1.5281 | 0.00077803 | 0.13892 | 0.32468 | 0.30562 | 0.00015561 | 9:17 | 3.5116 | 97.02 | 1.7558 | 82.72 | 0.87791 | 58.43 | 0.17558 | 16.1 | 1.7558 | 82.72 | 0.87791 | 58.43 | 0.43896 | 35.53 | 0.087791 | 8.4 | 0.87791 | 58.43 | 0.43896 | 35.53 | 0.21948 | 19.71 | 0.043896 | 4.29 | 0.17558 | 16.1 | 0.087791 | 8.4 | 0.043896 | 4.29 | 0.0087791 | 0.87
11.25 | 40 | 0 | 0 | 1 | 39 | 2.7796 | 6.4935 | 1.38 | 6.115 | 0.0031135 | 2.2 | 0 | 0 | 6312.8402 | 480 | 1.3898 | 3.2468 | 3.0575 | 0.0015567 | 0.69489 | 1.6234 | 1.5288 | 0.00077837 | 0.13898 | 0.32468 | 0.30575 | 0.00015567 | 9:17 | 3.5236 | 97.05 | 1.7618 | 82.83 | 0.88091 | 58.56 | 0.17618 | 16.15 | 1.7618 | 82.83 | 0.88091 | 58.56 | 0.44045 | 35.63 | 0.088091 | 8.43 | 0.88091 | 58.56 | 0.44045 | 35.63 | 0.22023 | 19.77 | 0.044045 | 4.31 | 0.17618 | 16.15 | 0.088091 | 8.43 | 0.044045 | 4.31 | 0.0088091 | 0.88
11.25 | 40 | 0 | 0 | 1 | 39 | 2.7807 | 6.4935 | 1.38 | 6.1176 | 0.0031148 | 2.2 | 0 | 0 | 6315.3043 | 480 | 1.3904 | 3.2468 | 3.0588 | 0.0015574 | 0.69518 | 1.6234 | 1.5294 | 0.00077869 | 0.13904 | 0.32468 | 0.30588 | 0.00015574 | 9:18 | 3.5356 | 97.09 | 1.7678 | 82.93 | 0.88391 | 58.68 | 0.17678 | 16.2 | 1.7678 | 82.93 | 0.88391 | 58.68 | 0.44195 | 35.72 | 0.088391 | 8.46 | 0.88391 | 58.68 | 0.44195 | 35.72 | 0.22098 | 19.83 | 0.044195 | 4.32 | 0.17678 | 16.2 | 0.088391 | 8.46 | 0.044195 | 4.32 | 0.0088391 | 0.88
11.25 | 40 | 0 | 0 | 1 | 39 | 2.7819 | 6.4935 | 1.38 | 6.1202 | 0.0031161 | 2.2 | 0 | 0 | 6317.7516 | 480 | 1.3909 | 3.2468 | 3.0601 | 0.001558 | 0.69547 | 1.6234 | 1.53 | 0.00077902 | 0.13909 | 0.32468 | 0.30601 | 0.0001558 | 9:18 | 3.5476 | 97.12 | 1.7738 | 83.03 | 0.88691 | 58.81 | 0.17738 | 16.25 | 1.7738 | 83.03 | 0.88691 | 58.81 | 0.44345 | 35.82 | 0.088691 | 8.49 | 0.88691 | 58.81 | 0.44345 | 35.82 | 0.22173 | 19.89 | 0.044345 | 4.34 | 0.17738 | 16.25 | 0.088691 | 8.49 | 0.044345 | 4.34 | 0.0088691 | 0.88
11.25 | 40 | 0 | 0 | 1 | 39 | 2.783 | 6.4935 | 1.38 | 6.1227 | 0.0031174 | 2.2 | 0 | 0 | 6320.182 | 480 | 1.3915 | 3.2468 | 3.0614 | 0.0015587 | 0.69576 | 1.6234 | 1.5307 | 0.00077934 | 0.13915 | 0.32468 | 0.30614 | 0.00015587 | 9:18 | 3.5596 | 97.16 | 1.7798 | 83.13 | 0.88991 | 58.93 | 0.17798 | 16.3 | 1.7798 | 83.13 | 0.88991 | 58.93 | 0.44495 | 35.91 | 0.088991 | 8.51 | 0.88991 | 58.93 | 0.44495 | 35.91 | 0.22248 | 19.95 | 0.044495 | 4.35 | 0.17798 | 16.3 | 0.088991 | 8.51 | 0.044495 | 4.35 | 0.0088991 | 0.89
11.25 | 40 | 0 | 0 | 1 | 39 | 2.7842 | 6.4935 | 1.38 | 6.1252 | 0.0031187 | 2.2 | 0 | 0 | 6322.5956 | 480 | 1.3921 | 3.2468 | 3.0626 | 0.0015593 | 0.69605 | 1.6234 | 1.5313 | 0.00077967 | 0.13921 | 0.32468 | 0.30626 | 0.00015593 | 9:18 | 3.5716 | 97.19 | 1.7858 | 83.23 | 0.89291 | 59.05 | 0.17858 | 16.35 | 1.7858 | 83.23 | 0.89291 | 59.05 | 0.44645 | 36.01 | 0.089291 | 8.54 | 0.89291 | 59.05 | 0.44645 | 36.01 | 0.22323 | 20.01 | 0.044645 | 4.37 | 0.17858 | 16.35 | 0.089291 | 8.54 | 0.044645 | 4.37 | 0.0089291 | 0.89
11.25 | 40 | 0 | 0 | 1 | 39 | 2.7853 | 6.4935 | 1.38 | 6.1277 | 0.0031199 | 2.2 | 0 | 0 | 6324.9927 | 480 | 1.3927 | 3.2468 | 3.0639 | 0.00156 | 0.69633 | 1.6234 | 1.5319 | 0.00077999 | 0.13927 | 0.32468 | 0.30639 | 0.000156 | 9:18 | 3.5836 | 97.22 | 1.7918 | 83.33 | 0.89591 | 59.18 | 0.17918 | 16.4 | 1.7918 | 83.33 | 0.89591 | 59.18 | 0.44796 | 36.11 | 0.089591 | 8.57 | 0.89591 | 59.18 | 0.44796 | 36.11 | 0.22398 | 20.07 | 0.044796 | 4.38 | 0.17918 | 16.4 | 0.089591 | 8.57 | 0.044796 | 4.38 | 0.0089591 | 0.89
11.25 | 40 | 0 | 0 | 1 | 39 | 2.7865 | 6.4935 | 1.38 | 6.1302 | 0.0031212 | 2.2 | 0 | 0 | 6327.3733 | 480 | 1.3932 | 3.2468 | 3.0651 | 0.0015606 | 0.69662 | 1.6234 | 1.5326 | 0.0007803 | 0.13932 | 0.32468 | 0.30651 | 0.00015606 | 9:19 | 3.5957 | 97.26 | 1.7978 | 83.43 | 0.89891 | 59.3 | 0.17978 | 16.45 | 1.7978 | 83.43 | 0.89891 | 59.3 | 0.44946 | 36.2 | 0.089891 | 8.6 | 0.89891 | 59.3 | 0.44946 | 36.2 | 0.22473 | 20.13 | 0.044946 | 4.4 | 0.17978 | 16.45 | 0.089891 | 8.6 | 0.044946 | 4.4 | 0.0089891 | 0.89
11.25 | 40 | 0 | 0 | 1 | 39 | 2.7876 | 6.4935 | 1.38 | 6.1327 | 0.0031225 | 2.2 | 0 | 0 | 6329.7376 | 480 | 1.3938 | 3.2468 | 3.0664 | 0.0015612 | 0.6969 | 1.6234 | 1.5332 | 0.00078062 | 0.13938 | 0.32468 | 0.30664 | 0.00015612 | 9:19 | 3.6077 | 97.29 | 1.8038 | 83.53 | 0.90192 | 59.42 | 0.18038 | 16.51 | 1.8038 | 83.53 | 0.90192 | 59.42 | 0.45096 | 36.3 | 0.090192 | 8.62 | 0.90192 | 59.42 | 0.45096 | 36.3 | 0.22548 | 20.19 | 0.045096 | 4.41 | 0.18038 | 16.51 | 0.090192 | 8.62 | 0.045096 | 4.41 | 0.0090192 | 0.9
11.25 | 40 | 0 | 0 | 1 | 39 | 2.7887 | 6.4935 | 1.38 | 6.1352 | 0.0031237 | 2.2 | 0 | 0 | 6332.0856 | 480 | 1.3944 | 3.2468 | 3.0676 | 0.0015619 | 0.69718 | 1.6234 | 1.5338 | 0.00078093 | 0.13944 | 0.32468 | 0.30676 | 0.00015619 | 9:19 | 3.6197 | 97.32 | 1.8099 | 83.63 | 0.90493 | 59.54 | 0.18099 | 16.56 | 1.8099 | 83.63 | 0.90493 | 59.54 | 0.45246 | 36.39 | 0.090493 | 8.65 | 0.90493 | 59.54 | 0.45246 | 36.39 | 0.22623 | 20.25 | 0.045246 | 4.42 | 0.18099 | 16.56 | 0.090493 | 8.65 | 0.045246 | 4.42 | 0.0090493 | 0.9
11.25 | 40 | 0 | 0 | 1 | 39 | 2.7898 | 6.4935 | 1.38 | 6.1376 | 0.003125 | 2.2 | 0 | 0 | 6334.4174 | 480 | 1.3949 | 3.2468 | 3.0688 | 0.0015625 | 0.69746 | 1.6234 | 1.5344 | 0.00078124 | 0.13949 | 0.32468 | 0.30688 | 0.00015625 | 9:19 | 3.6317 | 97.35 | 1.8159 | 83.73 | 0.90793 | 59.66 | 0.18159 | 16.61 | 1.8159 | 83.73 | 0.90793 | 59.66 | 0.45397 | 36.49 | 0.090793 | 8.68 | 0.90793 | 59.66 | 0.45397 | 36.49 | 0.22698 | 20.31 | 0.045397 | 4.44 | 0.18159 | 16.61 | 0.090793 | 8.68 | 0.045397 | 4.44 | 0.0090793 | 0.9
11.25 | 40 | 0 | 0 | 1 | 39 | 2.7909 | 6.4935 | 1.38 | 6.14 | 0.0031262 | 2.2 | 0 | 0 | 6336.7332 | 480 | 1.3955 | 3.2468 | 3.07 | 0.0015631 | 0.69773 | 1.6234 | 1.535 | 0.00078155 | 0.13955 | 0.32468 | 0.307 | 0.00015631 | 9:19 | 3.6438 | 97.38 | 1.8219 | 83.83 | 0.91094 | 59.79 | 0.18219 | 16.66 | 1.8219 | 83.83 | 0.91094 | 59.79 | 0.45547 | 36.59 | 0.091094 | 8.71 | 0.91094 | 59.79 | 0.45547 | 36.59 | 0.22774 | 20.37 | 0.045547 | 4.45 | 0.18219 | 16.66 | 0.091094 | 8.71 | 0.045547 | 4.45 | 0.0091094 | 0.91
11.25 | 40 | 0 | 0 | 1 | 39 | 2.792 | 6.4935 | 1.38 | 6.1425 | 0.0031274 | 2.2 | 0 | 0 | 6339.0331 | 480 | 1.396 | 3.2468 | 3.0712 | 0.0015637 | 0.69801 | 1.6234 | 1.5356 | 0.00078186 | 0.1396 | 0.32468 | 0.30712 | 0.00015637 | 9:19 | 3.6558 | 97.42 | 1.8279 | 83.93 | 0.91395 | 59.91 | 0.18279 | 16.71 | 1.8279 | 83.93 | 0.91395 | 59.91 | 0.45698 | 36.68 | 0.091395 | 8.73 | 0.91395 | 59.91 | 0.45698 | 36.68 | 0.22849 | 20.43 | 0.045698 | 4.47 | 0.18279 | 16.71 | 0.091395 | 8.73 | 0.045698 | 4.47 | 0.0091395 | 0.91
11.25 | 40 | 0 | 0 | 1 | 39 | 2.7931 | 6.4935 | 1.38 | 6.1448 | 0.0031286 | 2.2 | 0 | 0 | 6341.3172 | 480 | 1.3966 | 3.2468 | 3.0724 | 0.0015643 | 0.69828 | 1.6234 | 1.5362 | 0.00078216 | 0.13966 | 0.32468 | 0.30724 | 0.00015643 | 9:20 | 3.6679 | 97.45 | 1.8339 | 84.02 | 0.91697 | 60.03 | 0.18339 | 16.76 | 1.8339 | 84.02 | 0.91697 | 60.03 | 0.45848 | 36.78 | 0.091697 | 8.76 | 0.91697 | 60.03 | 0.45848 | 36.78 | 0.22924 | 20.49 | 0.045848 | 4.48 | 0.18339 | 16.76 | 0.091697 | 8.76 | 0.045848 | 4.48 | 0.0091697 | 0.91
11.25 | 40 | 0 | 0 | 1 | 39 | 2.7942 | 6.4935 | 1.38 | 6.1472 | 0.0031299 | 2.2 | 0 | 0 | 6343.5856 | 480 | 1.3971 | 3.2468 | 3.0736 | 0.0015649 | 0.69855 | 1.6234 | 1.5368 | 0.00078246 | 0.13971 | 0.32468 | 0.30736 | 0.00015649 | 9:20 | 3.6799 | 97.48 | 1.84 | 84.12 | 0.91998 | 60.15 | 0.184 | 16.81 | 1.84 | 84.12 | 0.91998 | 60.15 | 0.45999 | 36.87 | 0.091998 | 8.79 | 0.91998 | 60.15 | 0.45999 | 36.87 | 0.22999 | 20.55 | 0.045999 | 4.5 | 0.184 | 16.81 | 0.091998 | 8.79 | 0.045999 | 4.5 | 0.0091998 | 0.92
11.25 | 40 | 0 | 0 | 1 | 39 | 2.7953 | 6.4935 | 1.38 | 6.1496 | 0.0031311 | 2.2 | 0 | 0 | 6345.8384 | 480 | 1.3976 | 3.2468 | 3.0748 | 0.0015655 | 0.69882 | 1.6234 | 1.5374 | 0.00078276 | 0.13976 | 0.32468 | 0.30748 | 0.00015655 | 9:20 | 3.692 | 97.51 | 1.846 | 84.21 | 0.92299 | 60.27 | 0.1846 | 16.86 | 1.846 | 84.21 | 0.92299 | 60.27 | 0.4615 | 36.97 | 0.092299 | 8.82 | 0.92299 | 60.27 | 0.4615 | 36.97 | 0.23075 | 20.61 | 0.04615 | 4.51 | 0.1846 | 16.86 | 0.092299 | 8.82 | 0.04615 | 4.51 | 0.0092299 | 0.92
11.25 | 40 | 0 | 0 | 1 | 39 | 2.7963 | 6.4935 | 1.38 | 6.1519 | 0.0031322 | 2.2 | 0 | 0 | 6348.0757 | 480 | 1.3982 | 3.2468 | 3.076 | 0.0015661 | 0.69908 | 1.6234 | 1.538 | 0.00078306 | 0.13982 | 0.32468 | 0.3076 | 0.00015661 | 9:20 | 3.704 | 97.54 | 1.852 | 84.31 | 0.92601 | 60.39 | 0.1852 | 16.91 | 1.852 | 84.31 | 0.92601 | 60.39 | 0.463 | 37.06 | 0.092601 | 8.84 | 0.92601 | 60.39 | 0.463 | 37.06 | 0.2315 | 20.67 | 0.0463 | 4.52 | 0.1852 | 16.91 | 0.092601 | 8.84 | 0.0463 | 4.52 | 0.0092601 | 0.92
11.25 | 40 | 0 | 0 | 1 | 39 | 2.7974 | 6.4935 | 1.38 | 6.1542 | 0.0031334 | 2.2 | 0 | 0 | 6350.2976 | 480 | 1.3987 | 3.2468 | 3.0771 | 0.0015667 | 0.69935 | 1.6234 | 1.5386 | 0.00078336 | 0.13987 | 0.32468 | 0.30771 | 0.00015667 | 9:20 | 3.7161 | 97.57 | 1.858 | 84.4 | 0.92902 | 60.51 | 0.1858 | 16.96 | 1.858 | 84.4 | 0.92902 | 60.51 | 0.46451 | 37.16 | 0.092902 | 8.87 | 0.92902 | 60.51 | 0.46451 | 37.16 | 0.23226 | 20.73 | 0.046451 | 4.54 | 0.1858 | 16.96 | 0.092902 | 8.87 | 0.046451 | 4.54 | 0.0092902 | 0.92
11.25 | 40 | 0 | 0 | 1 | 39 | 2.7984 | 6.4935 | 1.38 | 6.1566 | 0.0031346 | 2.2 | 0 | 0 | 6352.5042 | 480 | 1.3992 | 3.2468 | 3.0783 | 0.0015673 | 0.69961 | 1.6234 | 1.5391 | 0.00078365 | 0.13992 | 0.32468 | 0.30783 | 0.00015673 | 9:21 | 3.7282 | 97.6 | 1.8641 | 84.5 | 0.93204 | 60.62 | 0.18641 | 17.01 | 1.8641 | 84.5 | 0.93204 | 60.62 | 0.46602 | 37.25 | 0.093204 | 8.9 | 0.93204 | 60.62 | 0.46602 | 37.25 | 0.23301 | 20.79 | 0.046602 | 4.55 | 0.18641 | 17.01 | 0.093204 | 8.9 | 0.046602 | 4.55 | 0.0093204 | 0.93
11.25 | 40 | 0 | 0 | 1 | 39 | 2.7995 | 6.4935 | 1.38 | 6.1589 | 0.0031358 | 2.2 | 0 | 0 | 6354.6957 | 480 | 1.3997 | 3.2468 | 3.0794 | 0.0015679 | 0.69987 | 1.6234 | 1.5397 | 0.00078394 | 0.13997 | 0.32468 | 0.30794 | 0.00015679 | 9:21 | 3.7402 | 97.63 | 1.8701 | 84.59 | 0.93506 | 60.74 | 0.18701 | 17.06 | 1.8701 | 84.59 | 0.93506 | 60.74 | 0.46753 | 37.35 | 0.093506 | 8.93 | 0.93506 | 60.74 | 0.46753 | 37.35 | 0.23376 | 20.85 | 0.046753 | 4.57 | 0.18701 | 17.06 | 0.093506 | 8.93 | 0.046753 | 4.57 | 0.0093506 | 0.93
11.25 | 40 | 0 | 0 | 1 | 39 | 2.8005 | 6.4935 | 1.38 | 6.1611 | 0.0031369 | 2.2 | 0 | 0 | 6356.8721 | 480 | 1.4003 | 3.2468 | 3.0806 | 0.0015685 | 0.70013 | 1.6234 | 1.5403 | 0.00078424 | 0.14003 | 0.32468 | 0.30806 | 0.00015685 | 9:21 | 3.7523 | 97.65 | 1.8762 | 84.68 | 0.93808 | 60.86 | 0.18762 | 17.11 | 1.8762 | 84.68 | 0.93808 | 60.86 | 0.46904 | 37.44 | 0.093808 | 8.95 | 0.93808 | 60.86 | 0.46904 | 37.44 | 0.23452 | 20.9 | 0.046904 | 4.58 | 0.18762 | 17.11 | 0.093808 | 8.95 | 0.046904 | 4.58 | 0.0093808 | 0.93
11.25 | 40 | 0 | 0 | 1 | 39 | 2.8015 | 6.4935 | 1.38 | 6.1634 | 0.0031381 | 2.2 | 0 | 0 | 6359.0335 | 480 | 1.4008 | 3.2468 | 3.0817 | 0.001569 | 0.70039 | 1.6234 | 1.5408 | 0.00078452 | 0.14008 | 0.32468 | 0.30817 | 0.0001569 | 9:21 | 3.7644 | 97.68 | 1.8822 | 84.77 | 0.9411 | 60.98 | 0.18822 | 17.16 | 1.8822 | 84.77 | 0.9411 | 60.98 | 0.47055 | 37.53 | 0.09411 | 8.98 | 0.9411 | 60.98 | 0.47055 | 37.53 | 0.23527 | 20.96 | 0.047055 | 4.6 | 0.18822 | 17.16 | 0.09411 | 8.98 | 0.047055 | 4.6 | 0.009411 | 0.94
11.25 | 40 | 0 | 0 | 1 | 39 | 2.8026 | 6.4935 | 1.38 | 6.1656 | 0.0031392 | 2.2 | 0 | 0 | 6361.1801 | 480 | 1.4013 | 3.2468 | 3.0828 | 0.0015696 | 0.70064 | 1.6234 | 1.5414 | 0.00078481 | 0.14013 | 0.32468 | 0.30828 | 0.00015696 | 9:21 | 3.7765 | 97.71 | 1.8882 | 84.87 | 0.94412 | 61.1 | 0.18882 | 17.21 | 1.8882 | 84.87 | 0.94412 | 61.1 | 0.47206 | 37.63 | 0.094412 | 9.01 | 0.94412 | 61.1 | 0.47206 | 37.63 | 0.23603 | 21.02 | 0.047206 | 4.61 | 0.18882 | 17.21 | 0.094412 | 9.01 | 0.047206 | 4.61 | 0.0094412 | 0.94
11.25 | 40 | 0 | 0 | 1 | 39 | 2.8036 | 6.4935 | 1.38 | 6.1679 | 0.0031404 | 2.2 | 0 | 0 | 6363.3119 | 480 | 1.4018 | 3.2468 | 3.0839 | 0.0015702 | 0.7009 | 1.6234 | 1.542 | 0.00078509 | 0.14018 | 0.32468 | 0.30839 | 0.00015702 | 9:22 | 3.7886 | 97.74 | 1.8943 | 84.96 | 0.94714 | 61.22 | 0.18943 | 17.26 | 1.8943 | 84.96 | 0.94714 | 61.22 | 0.47357 | 37.72 | 0.094714 | 9.04 | 0.94714 | 61.22 | 0.47357 | 37.72 | 0.23679 | 21.08 | 0.047357 | 4.63 | 0.18943 | 17.26 | 0.094714 | 9.04 | 0.047357 | 4.63 | 0.0094714 | 0.94
11.25 | 40 | 0 | 0 | 1 | 39 | 2.8046 | 6.4935 | 1.38 | 6.1701 | 0.0031415 | 2.2 | 0 | 0 | 6365.4291 | 480 | 1.4023 | 3.2468 | 3.085 | 0.0015708 | 0.70115 | 1.6234 | 1.5425 | 0.00078538 | 0.14023 | 0.32468 | 0.3085 | 0.00015708 | 9:22 | 3.8007 | 97.76 | 1.9003 | 85.05 | 0.95016 | 61.33 | 0.19003 | 17.31 | 1.9003 | 85.05 | 0.95016 | 61.33 | 0.47508 | 37.82 | 0.095016 | 9.06 | 0.95016 | 61.33 | 0.47508 | 37.82 | 0.23754 | 21.14 | 0.047508 | 4.64 | 0.19003 | 17.31 | 0.095016 | 9.06 | 0.047508 | 4.64 | 0.0095016 | 0.95
11.25 | 40 | 0 | 0 | 1 | 39 | 2.8056 | 6.4935 | 1.38 | 6.1723 | 0.0031426 | 2.2 | 0 | 0 | 6367.5317 | 480 | 1.4028 | 3.2468 | 3.0861 | 0.0015713 | 0.7014 | 1.6234 | 1.5431 | 0.00078566 | 0.14028 | 0.32468 | 0.30861 | 0.00015713 | 9:22 | 3.8128 | 97.79 | 1.9064 | 85.14 | 0.95319 | 61.45 | 0.19064 | 17.36 | 1.9064 | 85.14 | 0.95319 | 61.45 | 0.47659 | 37.91 | 0.095319 | 9.09 | 0.95319 | 61.45 | 0.47659 | 37.91 | 0.2383 | 21.2 | 0.047659 | 4.65 | 0.19064 | 17.36 | 0.095319 | 9.09 | 0.047659 | 4.65 | 0.0095319 | 0.95
11.25 | 40 | 0 | 0 | 1 | 39 | 2.8066 | 6.4935 | 1.38 | 6.1745 | 0.0031437 | 2.2 | 0 | 0 | 6369.6199 | 480 | 1.4033 | 3.2468 | 3.0872 | 0.0015719 | 0.70165 | 1.6234 | 1.5436 | 0.00078593 | 0.14033 | 0.32468 | 0.30872 | 0.00015719 | 9:22 | 3.8249 | 97.82 | 1.9124 | 85.23 | 0.95622 | 61.57 | 0.19124 | 17.41 | 1.9124 | 85.23 | 0.95622 | 61.57 | 0.47811 | 38 | 0.095622 | 9.12 | 0.95622 | 61.57 | 0.47811 | 38 | 0.23905 | 21.26 | 0.047811 | 4.67 | 0.19124 | 17.41 | 0.095622 | 9.12 | 0.047811 | 4.67 | 0.0095622 | 0.95
11.25 | 40 | 0 | 0 | 1 | 39 | 2.8076 | 6.4935 | 1.38 | 6.1767 | 0.0031448 | 2.2 | 0 | 0 | 6371.6937 | 480 | 1.4038 | 3.2468 | 3.0883 | 0.0015724 | 0.70189 | 1.6234 | 1.5442 | 0.00078621 | 0.14038 | 0.32468 | 0.30883 | 0.00015724 | 9:22 | 3.837 | 97.84 | 1.9185 | 85.32 | 0.95924 | 61.68 | 0.19185 | 17.46 | 1.9185 | 85.32 | 0.95924 | 61.68 | 0.47962 | 38.1 | 0.095924 | 9.15 | 0.95924 | 61.68 | 0.47962 | 38.1 | 0.23981 | 21.32 | 0.047962 | 4.68 | 0.19185 | 17.46 | 0.095924 | 9.15 | 0.047962 | 4.68 | 0.0095924 | 0.95
11.25 | 40 | 0 | 0 | 1 | 39 | 2.8086 | 6.4935 | 1.38 | 6.1788 | 0.0031459 | 2.2 | 0 | 0 | 6373.7532 | 480 | 1.4043 | 3.2468 | 3.0894 | 0.001573 | 0.70214 | 1.6234 | 1.5447 | 0.00078649 | 0.14043 | 0.32468 | 0.30894 | 0.0001573 | 9:22 | 3.8491 | 97.87 | 1.9245 | 85.41 | 0.96227 | 61.8 | 0.19245 | 17.51 | 1.9245 | 85.41 | 0.96227 | 61.8 | 0.48114 | 38.19 | 0.096227 | 9.17 | 0.96227 | 61.8 | 0.48114 | 38.19 | 0.24057 | 21.38 | 0.048114 | 4.7 | 0.19245 | 17.51 | 0.096227 | 9.17 | 0.048114 | 4.7 | 0.0096227 | 0.96
11.25 | 40 | 0 | 0 | 1 | 39 | 2.8095 | 6.4935 | 1.38 | 6.181 | 0.003147 | 2.2 | 0 | 0 | 6375.7986 | 480 | 1.4048 | 3.2468 | 3.0905 | 0.0015735 | 0.70238 | 1.6234 | 1.5452 | 0.00078676 | 0.14048 | 0.32468 | 0.30905 | 0.00015735 | 9:23 | 3.8612 | 97.9 | 1.9306 | 85.49 | 0.9653 | 61.91 | 0.19306 | 17.56 | 1.9306 | 85.49 | 0.9653 | 61.91 | 0.48265 | 38.29 | 0.09653 | 9.2 | 0.9653 | 61.91 | 0.48265 | 38.29 | 0.24132 | 21.44 | 0.048265 | 4.71 | 0.19306 | 17.56 | 0.09653 | 9.2 | 0.048265 | 4.71 | 0.009653 | 0.96
11.25 | 40 | 0 | 0 | 1 | 39 | 2.8105 | 6.4935 | 1.38 | 6.1831 | 0.0031481 | 2.2 | 0 | 0 | 6377.8299 | 480 | 1.4052 | 3.2468 | 3.0915 | 0.0015741 | 0.70262 | 1.6234 | 1.5458 | 0.00078703 | 0.14052 | 0.32468 | 0.30915 | 0.00015741 | 9:23 | 3.8733 | 97.92 | 1.9367 | 85.58 | 0.96833 | 62.03 | 0.19367 | 17.61 | 1.9367 | 85.58 | 0.96833 | 62.03 | 0.48416 | 38.38 | 0.096833 | 9.23 | 0.96833 | 62.03 | 0.48416 | 38.38 | 0.24208 | 21.5 | 0.048416 | 4.73 | 0.19367 | 17.61 | 0.096833 | 9.23 | 0.048416 | 4.73 | 0.0096833 | 0.96
11.25 | 40 | 0 | 0 | 1 | 39 | 2.8115 | 6.4935 | 1.38 | 6.1852 | 0.0031492 | 2.2 | 0 | 0 | 6379.8473 | 480 | 1.4057 | 3.2468 | 3.0926 | 0.0015746 | 0.70286 | 1.6234 | 1.5463 | 0.0007873 | 0.14057 | 0.32468 | 0.30926 | 0.00015746 | 9:23 | 3.8854 | 97.95 | 1.9427 | 85.67 | 0.97136 | 62.14 | 0.19427 | 17.66 | 1.9427 | 85.67 | 0.97136 | 62.14 | 0.48568 | 38.47 | 0.097136 | 9.26 | 0.97136 | 62.14 | 0.48568 | 38.47 | 0.24284 | 21.56 | 0.048568 | 4.74 | 0.19427 | 17.66 | 0.097136 | 9.26 | 0.048568 | 4.74 | 0.0097136 | 0.97
11.25 | 40 | 0 | 0 | 1 | 39 | 2.8124 | 6.4935 | 1.38 | 6.1873 | 0.0031503 | 2.2 | 0 | 0 | 6381.8507 | 480 | 1.4062 | 3.2468 | 3.0936 | 0.0015751 | 0.7031 | 1.6234 | 1.5468 | 0.00078756 | 0.14062 | 0.32468 | 0.30936 | 0.00015751 | 9:23 | 3.8976 | 97.97 | 1.9488 | 85.76 | 0.97439 | 62.26 | 0.19488 | 17.71 | 1.9488 | 85.76 | 0.97439 | 62.26 | 0.4872 | 38.57 | 0.097439 | 9.28 | 0.97439 | 62.26 | 0.4872 | 38.57 | 0.2436 | 21.62 | 0.04872 | 4.76 | 0.19488 | 17.71 | 0.097439 | 9.28 | 0.04872 | 4.76 | 0.0097439 | 0.97
11.25 | 40 | 0 | 0 | 1 | 39 | 2.8134 | 6.4935 | 1.38 | 6.1894 | 0.0031513 | 2.2 | 0 | 0 | 6383.8405 | 480 | 1.4067 | 3.2468 | 3.0947 | 0.0015757 | 0.70334 | 1.6234 | 1.5473 | 0.00078783 | 0.14067 | 0.32468 | 0.30947 | 0.00015757 | 9:23 | 3.9097 | 98 | 1.9549 | 85.84 | 0.97743 | 62.37 | 0.19549 | 17.76 | 1.9549 | 85.84 | 0.97743 | 62.37 | 0.48871 | 38.66 | 0.097743 | 9.31 | 0.97743 | 62.37 | 0.48871 | 38.66 | 0.24436 | 21.68 | 0.048871 | 4.77 | 0.19549 | 17.76 | 0.097743 | 9.31 | 0.048871 | 4.77 | 0.0097743 | 0.97
11.25 | 40 | 0 | 0 | 1 | 39 | 2.8143 | 6.4935 | 1.38 | 6.1914 | 0.0031524 | 2.2 | 0 | 0 | 6385.8165 | 480 | 1.4071 | 3.2468 | 3.0957 | 0.0015762 | 0.70357 | 1.6234 | 1.5479 | 0.00078809 | 0.14071 | 0.32468 | 0.30957 | 0.00015762 | 9:24 | 3.9218 | 98.02 | 1.9609 | 85.93 | 0.98046 | 62.49 | 0.19609 | 17.81 | 1.9609 | 85.93 | 0.98046 | 62.49 | 0.49023 | 38.75 | 0.098046 | 9.34 | 0.98046 | 62.49 | 0.49023 | 38.75 | 0.24511 | 21.74 | 0.049023 | 4.78 | 0.19609 | 17.81 | 0.098046 | 9.34 | 0.049023 | 4.78 | 0.0098046 | 0.98
11.25 | 40 | 0 | 0 | 1 | 39 | 2.8152 | 6.4935 | 1.38 | 6.1935 | 0.0031534 | 2.2 | 0 | 0 | 6387.7789 | 480 | 1.4076 | 3.2468 | 3.0967 | 0.0015767 | 0.70381 | 1.6234 | 1.5484 | 0.00078835 | 0.14076 | 0.32468 | 0.30967 | 0.00015767 | 9:24 | 3.934 | 98.04 | 1.967 | 86.01 | 0.98349 | 62.6 | 0.1967 | 17.86 | 1.967 | 86.01 | 0.98349 | 62.6 | 0.49175 | 38.84 | 0.098349 | 9.37 | 0.98349 | 62.6 | 0.49175 | 38.84 | 0.24587 | 21.8 | 0.049175 | 4.8 | 0.1967 | 17.86 | 0.098349 | 9.37 | 0.049175 | 4.8 | 0.0098349 | 0.98
11.25 | 40 | 0 | 0 | 1 | 39 | 2.8162 | 6.4935 | 1.38 | 6.1955 | 0.0031545 | 2.2 | 0 | 0 | 6389.7279 | 480 | 1.4081 | 3.2468 | 3.0978 | 0.0015772 | 0.70404 | 1.6234 | 1.5489 | 0.00078861 | 0.14081 | 0.32468 | 0.30978 | 0.00015772 | 9:24 | 3.9461 | 98.07 | 1.9731 | 86.1 | 0.98653 | 62.71 | 0.19731 | 17.91 | 1.9731 | 86.1 | 0.98653 | 62.71 | 0.49327 | 38.94 | 0.098653 | 9.39 | 0.98653 | 62.71 | 0.49327 | 38.94 | 0.24663 | 21.86 | 0.049327 | 4.81 | 0.19731 | 17.91 | 0.098653 | 9.39 | 0.049327 | 4.81 | 0.0098653 | 0.98
11.25 | 40 | 0 | 0 | 1 | 39 | 2.8171 | 6.4935 | 1.38 | 6.1976 | 0.0031555 | 2.2 | 0 | 0 | 6391.6635 | 480 | 1.4085 | 3.2468 | 3.0988 | 0.0015777 | 0.70427 | 1.6234 | 1.5494 | 0.00078887 | 0.14085 | 0.32468 | 0.30988 | 0.00015777 | 9:24 | 3.9583 | 98.09 | 1.9791 | 86.18 | 0.98957 | 62.83 | 0.19791 | 17.96 | 1.9791 | 86.18 | 0.98957 | 62.83 | 0.49478 | 39.03 | 0.098957 | 9.42 | 0.98957 | 62.83 | 0.49478 | 39.03 | 0.24739 | 21.92 | 0.049478 | 4.83 | 0.19791 | 17.96 | 0.098957 | 9.42 | 0.049478 | 4.83 | 0.0098957 | 0.98
11.25 | 40 | 0 | 0 | 1 | 39 | 2.818 | 6.4935 | 1.38 | 6.1996 | 0.0031565 | 2.2 | 0 | 0 | 6393.5857 | 480 | 1.409 | 3.2468 | 3.0998 | 0.0015783 | 0.7045 | 1.6234 | 1.5499 | 0.00078913 | 0.1409 | 0.32468 | 0.30998 | 0.00015783 | 9:24 | 3.9704 | 98.11 | 1.9852 | 86.26 | 0.99261 | 62.94 | 0.19852 | 18.01 | 1.9852 | 86.26 | 0.99261 | 62.94 | 0.4963 | 39.12 | 0.099261 | 9.45 | 0.99261 | 62.94 | 0.4963 | 39.12 | 0.24815 | 21.98 | 0.04963 | 4.84 | 0.19852 | 18.01 | 0.099261 | 9.45 | 0.04963 | 4.84 | 0.0099261 | 0.99
11.25 | 40 | 0 | 0 | 1 | 39 | 2.8189 | 6.4935 | 1.38 | 6.2016 | 0.0031575 | 2.2 | 0 | 0 | 6395.4947 | 480 | 1.4094 | 3.2468 | 3.1008 | 0.0015788 | 0.70472 | 1.6234 | 1.5504 | 0.00078938 | 0.14094 | 0.32468 | 0.31008 | 0.00015788 | 9:25 | 3.9826 | 98.14 | 1.9913 | 86.35 | 0.99565 | 63.05 | 0.19913 | 18.06 | 1.9913 | 86.35 | 0.99565 | 63.05 | 0.49782 | 39.21 | 0.099565 | 9.48 | 0.99565 | 63.05 | 0.49782 | 39.21 | 0.24891 | 22.04 | 0.049782 | 4.86 | 0.19913 | 18.06 | 0.099565 | 9.48 | 0.049782 | 4.86 | 0.0099565 | 0.99
11.25 | 40 | 0 | 0 | 1 | 39 | 2.8198 | 6.4935 | 1.38 | 6.2036 | 0.0031585 | 2.2 | 0 | 0 | 6397.3906 | 480 | 1.4099 | 3.2468 | 3.1018 | 0.0015793 | 0.70495 | 1.6234 | 1.5509 | 0.00078964 | 0.14099 | 0.32468 | 0.31018 | 0.00015793 | 9:25 | 3.9947 | 98.16 | 1.9974 | 86.43 | 0.99869 | 63.16 | 0.19974 | 18.11 | 1.9974 | 86.43 | 0.99869 | 63.16 | 0.49934 | 39.31 | 0.099869 | 9.5 | 0.99869 | 63.16 | 0.49934 | 39.31 | 0.24967 | 22.09 | 0.049934 | 4.87 | 0.19974 | 18.11 | 0.099869 | 9.5 | 0.049934 | 4.87 | 0.0099869 | 0.99
11.25 | 40 | 0 | 0 | 1 | 39 | 2.8207 | 6.4935 | 1.38 | 6.2055 | 0.0031595 | 2.2 | 0 | 0 | 6399.2735 | 480 | 1.4103 | 3.2468 | 3.1028 | 0.0015798 | 0.70517 | 1.6234 | 1.5514 | 0.00078989 | 0.14103 | 0.32468 | 0.31028 | 0.00015798 | 9:25 | 4.0069 | 98.18 | 2.0035 | 86.51 | 1.0017 | 63.28 | 0.20035 | 18.16 | 2.0035 | 86.51 | 1.0017 | 63.28 | 0.50086 | 39.4 | 0.10017 | 9.53 | 1.0017 | 63.28 | 0.50086 | 39.4 | 0.25043 | 22.15 | 0.050086 | 4.89 | 0.20035 | 18.16 | 0.10017 | 9.53 | 0.050086 | 4.89 | 0.010017 | 1
11.25 | 40 | 0 | 0 | 1 | 39 | 2.8216 | 6.4935 | 1.38 | 6.2075 | 0.0031605 | 2.2 | 0 | 0 | 6401.1434 | 480 | 1.4108 | 3.2468 | 3.1037 | 0.0015803 | 0.7054 | 1.6234 | 1.5519 | 0.00079014 | 0.14108 | 0.32468 | 0.31037 | 0.00015803 | 9:25 | 4.0191 | 98.2 | 2.0095 | 86.59 | 1.0048 | 63.39 | 0.20095 | 18.2 | 2.0095 | 86.59 | 1.0048 | 63.39 | 0.50238 | 39.49 | 0.10048 | 9.56 | 1.0048 | 63.39 | 0.50238 | 39.49 | 0.25119 | 22.21 | 0.050238 | 4.9 | 0.20095 | 18.2 | 0.10048 | 9.56 | 0.050238 | 4.9 | 0.010048 | 1
11.25 | 40 | 0 | 0 | 1 | 39 | 2.8225 | 6.4935 | 1.38 | 6.2094 | 0.0031615 | 2.2 | 0 | 0 | 6403.0005 | 480 | 1.4112 | 3.2468 | 3.1047 | 0.0015808 | 0.70562 | 1.6234 | 1.5524 | 0.00079038 | 0.14112 | 0.32468 | 0.31047 | 0.00015808 | 9:25 | 4.0312 | 98.22 | 2.0156 | 86.68 | 1.0078 | 63.5 | 0.20156 | 18.25 | 2.0156 | 86.68 | 1.0078 | 63.5 | 0.50391 | 39.58 | 0.10078 | 9.59 | 1.0078 | 63.5 | 0.50391 | 39.58 | 0.25195 | 22.27 | 0.050391 | 4.91 | 0.20156 | 18.25 | 0.10078 | 9.59 | 0.050391 | 4.91 | 0.010078 | 1
11.25 | 40 | 0 | 0 | 1 | 39 | 2.8233 | 6.4935 | 1.38 | 6.2114 | 0.0031625 | 2.2 | 0 | 0 | 6404.8448 | 480 | 1.4117 | 3.2468 | 3.1057 | 0.0015813 | 0.70584 | 1.6234 | 1.5528 | 0.00079063 | 0.14117 | 0.32468 | 0.31057 | 0.00015813 | 9:25 | 4.0434 | 98.25 | 2.0217 | 86.76 | 1.0109 | 63.61 | 0.20217 | 18.3 | 2.0217 | 86.76 | 1.0109 | 63.61 | 0.50543 | 39.68 | 0.10109 | 9.61 | 1.0109 | 63.61 | 0.50543 | 39.68 | 0.25271 | 22.33 | 0.050543 | 4.93 | 0.20217 | 18.3 | 0.10109 | 9.61 | 0.050543 | 4.93 | 0.010109 | 1.01
11.25 | 40 | 0 | 0 | 1 | 39 | 2.8242 | 6.4935 | 1.38 | 6.2133 | 0.0031635 | 2.2 | 0 | 0 | 6406.6765 | 480 | 1.4121 | 3.2468 | 3.1066 | 0.0015817 | 0.70606 | 1.6234 | 1.5533 | 0.00079087 | 0.14121 | 0.32468 | 0.31066 | 0.00015817 | 9:26 | 4.0556 | 98.27 | 2.0278 | 86.84 | 1.0139 | 63.72 | 0.20278 | 18.35 | 2.0278 | 86.84 | 1.0139 | 63.72 | 0.50695 | 39.77 | 0.10139 | 9.64 | 1.0139 | 63.72 | 0.50695 | 39.77 | 0.25348 | 22.39 | 0.050695 | 4.94 | 0.20278 | 18.35 | 0.10139 | 9.64 | 0.050695 | 4.94 | 0.010139 | 1.01
11.25 | 40 | 0 | 0 | 1 | 39 | 2.8251 | 6.4935 | 1.38 | 6.2152 | 0.0031645 | 2.2 | 0 | 0 | 6408.4955 | 480 | 1.4125 | 3.2468 | 3.1076 | 0.0015822 | 0.70627 | 1.6234 | 1.5538 | 0.00079112 | 0.14125 | 0.32468 | 0.31076 | 0.00015822 | 9:26 | 4.0678 | 98.29 | 2.0339 | 86.92 | 1.0169 | 63.83 | 0.20339 | 18.4 | 2.0339 | 86.92 | 1.0169 | 63.83 | 0.50847 | 39.86 | 0.10169 | 9.67 | 1.0169 | 63.83 | 0.50847 | 39.86 | 0.25424 | 22.45 | 0.050847 | 4.96 | 0.20339 | 18.4 | 0.10169 | 9.67 | 0.050847 | 4.96 | 0.010169 | 1.01
11.25 | 40 | 0 | 0 | 1 | 39 | 2.8259 | 6.4935 | 1.38 | 6.2171 | 0.0031654 | 2.2 | 0 | 0 | 6410.302 | 480 | 1.413 | 3.2468 | 3.1085 | 0.0015827 | 0.70649 | 1.6234 | 1.5543 | 0.00079136 | 0.1413 | 0.32468 | 0.31085 | 0.00015827 | 9:26 | 4.08 | 98.31 | 2.04 | 87 | 1.02 | 63.94 | 0.204 | 18.45 | 2.04 | 87 | 1.02 | 63.94 | 0.51 | 39.95 | 0.102 | 9.7 | 1.02 | 63.94 | 0.51 | 39.95 | 0.255 | 22.51 | 0.051 | 4.97 | 0.204 | 18.45 | 0.102 | 9.7 | 0.051 | 4.97 | 0.0102 | 1.01
11.25 | 40 | 0 | 0 | 1 | 39 | 2.8268 | 6.4935 | 1.38 | 6.219 | 0.0031664 | 2.2 | 0 | 0 | 6412.0961 | 480 | 1.4134 | 3.2468 | 3.1095 | 0.0015832 | 0.7067 | 1.6234 | 1.5547 | 0.0007916 | 0.14134 | 0.32468 | 0.31095 | 0.00015832 | 9:26 | 4.0922 | 98.33 | 2.0461 | 87.08 | 1.023 | 64.05 | 0.20461 | 18.5 | 2.0461 | 87.08 | 1.023 | 64.05 | 0.51152 | 40.04 | 0.1023 | 9.72 | 1.023 | 64.05 | 0.51152 | 40.04 | 0.25576 | 22.57 | 0.051152 | 4.99 | 0.20461 | 18.5 | 0.1023 | 9.72 | 0.051152 | 4.99 | 0.01023 | 1.02
11.25 | 40 | 0 | 0 | 1 | 39 | 2.8276 | 6.4935 | 1.38 | 6.2208 | 0.0031673 | 2.2 | 0 | 0 | 6413.8779 | 480 | 1.4138 | 3.2468 | 3.1104 | 0.0015837 | 0.70691 | 1.6234 | 1.5552 | 0.00079183 | 0.14138 | 0.32468 | 0.31104 | 0.00015837 | 9:26 | 4.1044 | 98.35 | 2.0522 | 87.15 | 1.0261 | 64.16 | 0.20522 | 18.55 | 2.0522 | 87.15 | 1.0261 | 64.16 | 0.51304 | 40.13 | 0.10261 | 9.75 | 1.0261 | 64.16 | 0.51304 | 40.13 | 0.25652 | 22.63 | 0.051304 | 5 | 0.20522 | 18.55 | 0.10261 | 9.75 | 0.051304 | 5 | 0.010261 | 1.02
11.25 | 40 | 0 | 0 | 1 | 39 | 2.8285 | 6.4935 | 1.38 | 6.2227 | 0.0031683 | 2.2 | 0 | 0 | 6415.6474 | 480 | 1.4142 | 3.2468 | 3.1113 | 0.0015841 | 0.70712 | 1.6234 | 1.5557 | 0.00079207 | 0.14142 | 0.32468 | 0.31113 | 0.00015841 | 9:27 | 4.1166 | 98.37 | 2.0583 | 87.23 | 1.0291 | 64.27 | 0.20583 | 18.6 | 2.0583 | 87.23 | 1.0291 | 64.27 | 0.51457 | 40.22 | 0.10291 | 9.78 | 1.0291 | 64.27 | 0.51457 | 40.22 | 0.25728 | 22.69 | 0.051457 | 5.02 | 0.20583 | 18.6 | 0.10291 | 9.78 | 0.051457 | 5.02 | 0.010291 | 1.02
11.25 | 40 | 0 | 0 | 1 | 39 | 2.8293 | 6.4935 | 1.38 | 6.2245 | 0.0031692 | 2.2 | 0 | 0 | 6417.4048 | 480 | 1.4147 | 3.2468 | 3.1123 | 0.0015846 | 0.70733 | 1.6234 | 1.5561 | 0.0007923 | 0.14147 | 0.32468 | 0.31123 | 0.00015846 | 9:27 | 4.1288 | 98.39 | 2.0644 | 87.31 | 1.0322 | 64.38 | 0.20644 | 18.65 | 2.0644 | 87.31 | 1.0322 | 64.38 | 0.51609 | 40.32 | 0.10322 | 9.81 | 1.0322 | 64.38 | 0.51609 | 40.32 | 0.25805 | 22.74 | 0.051609 | 5.03 | 0.20644 | 18.65 | 0.10322 | 9.81 | 0.051609 | 5.03 | 0.010322 | 1.03
11.25 | 40 | 0 | 0 | 1 | 39 | 2.8302 | 6.4935 | 1.38 | 6.2263 | 0.0031701 | 2.2 | 0 | 0 | 6419.1501 | 480 | 1.4151 | 3.2468 | 3.1132 | 0.0015851 | 0.70754 | 1.6234 | 1.5566 | 0.00079254 | 0.14151 | 0.32468 | 0.31132 | 0.00015851 | 9:27 | 4.141 | 98.41 | 2.0705 | 87.39 | 1.0352 | 64.49 | 0.20705 | 18.7 | 2.0705 | 87.39 | 1.0352 | 64.49 | 0.51762 | 40.41 | 0.10352 | 9.83 | 1.0352 | 64.49 | 0.51762 | 40.41 | 0.25881 | 22.8 | 0.051762 | 5.04 | 0.20705 | 18.7 | 0.10352 | 9.83 | 0.051762 | 5.04 | 0.010352 | 1.03
11.25 | 40 | 0 | 0 | 1 | 39 | 2.831 | 6.4935 | 1.38 | 6.2282 | 0.0031711 | 2.2 | 0 | 0 | 6420.8833 | 480 | 1.4155 | 3.2468 | 3.1141 | 0.0015855 | 0.70775 | 1.6234 | 1.557 | 0.00079277 | 0.14155 | 0.32468 | 0.31141 | 0.00015855 | 9:27 | 4.1532 | 98.43 | 2.0766 | 87.46 | 1.0383 | 64.59 | 0.20766 | 18.75 | 2.0766 | 87.46 | 1.0383 | 64.59 | 0.51915 | 40.5 | 0.10383 | 9.86 | 1.0383 | 64.59 | 0.51915 | 40.5 | 0.25957 | 22.86 | 0.051915 | 5.06 | 0.20766 | 18.75 | 0.10383 | 9.86 | 0.051915 | 5.06 | 0.010383 | 1.03
11.25 | 40 | 0 | 0 | 1 | 39 | 2.8318 | 6.4935 | 1.38 | 6.23 | 0.003172 | 2.2 | 0 | 0 | 6422.6047 | 480 | 1.4159 | 3.2468 | 3.115 | 0.001586 | 0.70795 | 1.6234 | 1.5575 | 0.000793 | 0.14159 | 0.32468 | 0.3115 | 0.0001586 | 9:27 | 4.1654 | 98.45 | 2.0827 | 87.54 | 1.0413 | 64.7 | 0.20827 | 18.8 | 2.0827 | 87.54 | 1.0413 | 64.7 | 0.52067 | 40.59 | 0.10413 | 9.89 | 1.0413 | 64.7 | 0.52067 | 40.59 | 0.26034 | 22.92 | 0.052067 | 5.07 | 0.20827 | 18.8 | 0.10413 | 9.89 | 0.052067 | 5.07 | 0.010413 | 1.04
11.25 | 40 | 0 | 0 | 1 | 39 | 2.8326 | 6.4935 | 1.38 | 6.2318 | 0.0031729 | 2.2 | 0 | 0 | 6424.3142 | 480 | 1.4163 | 3.2468 | 3.1159 | 0.0015864 | 0.70815 | 1.6234 | 1.5579 | 0.00079322 | 0.14163 | 0.32468 | 0.31159 | 0.00015864 | 9:28 | 4.1776 | 98.47 | 2.0888 | 87.62 | 1.0444 | 64.81 | 0.20888 | 18.85 | 2.0888 | 87.62 | 1.0444 | 64.81 | 0.5222 | 40.68 | 0.10444 | 9.92 | 1.0444 | 64.81 | 0.5222 | 40.68 | 0.2611 | 22.98 | 0.05222 | 5.09 | 0.20888 | 18.85 | 0.10444 | 9.92 | 0.05222 | 5.09 | 0.010444 | 1.04
11.25 | 40 | 0 | 0 | 1 | 39 | 2.8334 | 6.4935 | 1.38 | 6.2335 | 0.0031738 | 2.2 | 0 | 0 | 6426.012 | 480 | 1.4167 | 3.2468 | 3.1168 | 0.0015869 | 0.70836 | 1.6234 | 1.5584 | 0.00079345 | 0.14167 | 0.32468 | 0.31168 | 0.00015869 | 9:28 | 4.1898 | 98.49 | 2.0949 | 87.69 | 1.0475 | 64.92 | 0.20949 | 18.9 | 2.0949 | 87.69 | 1.0475 | 64.92 | 0.52373 | 40.77 | 0.10475 | 9.94 | 1.0475 | 64.92 | 0.52373 | 40.77 | 0.26186 | 23.04 | 0.052373 | 5.1 | 0.20949 | 18.9 | 0.10475 | 9.94 | 0.052373 | 5.1 | 0.010475 | 1.04
11.25 | 40 | 0 | 0 | 1 | 39 | 2.8342 | 6.4935 | 1.38 | 6.2353 | 0.0031747 | 2.2 | 0 | 0 | 6427.6981 | 480 | 1.4171 | 3.2468 | 3.1176 | 0.0015874 | 0.70856 | 1.6234 | 1.5588 | 0.00079368 | 0.14171 | 0.32468 | 0.31176 | 0.00015874 | 9:28 | 4.202 | 98.5 | 2.101 | 87.77 | 1.0505 | 65.02 | 0.2101 | 18.95 | 2.101 | 87.77 | 1.0505 | 65.02 | 0.52525 | 40.86 | 0.10505 | 9.97 | 1.0505 | 65.02 | 0.52525 | 40.86 | 0.26263 | 23.1 | 0.052525 | 5.12 | 0.2101 | 18.95 | 0.10505 | 9.97 | 0.052525 | 5.12 | 0.010505 | 1.05
11.25 | 40 | 0 | 0 | 1 | 39 | 2.835 | 6.4935 | 1.38 | 6.2371 | 0.0031756 | 2.2 | 0 | 0 | 6429.3726 | 480 | 1.4175 | 3.2468 | 3.1185 | 0.0015878 | 0.70876 | 1.6234 | 1.5593 | 0.0007939 | 0.14175 | 0.32468 | 0.31185 | 0.00015878 | 9:28 | 4.2143 | 98.52 | 2.1071 | 87.84 | 1.0536 | 65.13 | 0.21071 | 19 | 2.1071 | 87.84 | 1.0536 | 65.13 | 0.52678 | 40.95 | 0.10536 | 10 | 1.0536 | 65.13 | 0.52678 | 40.95 | 0.26339 | 23.16 | 0.052678 | 5.13 | 0.21071 | 19 | 0.10536 | 10 | 0.052678 | 5.13 | 0.010536 | 1.05
11.25 | 40 | 0 | 0 | 1 | 39 | 2.8358 | 6.4935 | 1.38 | 6.2388 | 0.0031765 | 2.2 | 0 | 0 | 6431.0356 | 480 | 1.4179 | 3.2468 | 3.1194 | 0.0015882 | 0.70895 | 1.6234 | 1.5597 | 0.00079412 | 0.14179 | 0.32468 | 0.31194 | 0.00015882 | 9:28 | 4.2265 | 98.54 | 2.1132 | 87.92 | 1.0566 | 65.24 | 0.21132 | 19.05 | 2.1132 | 87.92 | 1.0566 | 65.24 | 0.52831 | 41.04 | 0.10566 | 10.03 | 1.0566 | 65.24 | 0.52831 | 41.04 | 0.26416 | 23.21 | 0.052831 | 5.15 | 0.21132 | 19.05 | 0.10566 | 10.03 | 0.052831 | 5.15 | 0.010566 | 1.05
11.25 | 40 | 0 | 0 | 1 | 39 | 2.8366 | 6.4935 | 1.38 | 6.2405 | 0.0031774 | 2.2 | 0 | 0 | 6432.6872 | 480 | 1.4183 | 3.2468 | 3.1203 | 0.0015887 | 0.70915 | 1.6234 | 1.5601 | 0.00079434 | 0.14183 | 0.32468 | 0.31203 | 0.00015887 | 9:28 | 4.2387 | 98.56 | 2.1194 | 87.99 | 1.0597 | 65.34 | 0.21194 | 19.1 | 2.1194 | 87.99 | 1.0597 | 65.34 | 0.52984 | 41.13 | 0.10597 | 10.05 | 1.0597 | 65.34 | 0.52984 | 41.13 | 0.26492 | 23.27 | 0.052984 | 5.16 | 0.21194 | 19.1 | 0.10597 | 10.05 | 0.052984 | 5.16 | 0.010597 | 1.05
11.25 | 40 | 0 | 0 | 1 | 39 | 2.8374 | 6.4935 | 1.38 | 6.2422 | 0.0031782 | 2.2 | 0 | 0 | 6434.3274 | 480 | 1.4187 | 3.2468 | 3.1211 | 0.0015891 | 0.70935 | 1.6234 | 1.5606 | 0.00079456 | 0.14187 | 0.32468 | 0.31211 | 0.00015891 | 9:29 | 4.251 | 98.57 | 2.1255 | 88.06 | 1.0627 | 65.45 | 0.21255 | 19.15 | 2.1255 | 88.06 | 1.0627 | 65.45 | 0.53137 | 41.22 | 0.10627 | 10.08 | 1.0627 | 65.45 | 0.53137 | 41.22 | 0.26569 | 23.33 | 0.053137 | 5.17 | 0.21255 | 19.15 | 0.10627 | 10.08 | 0.053137 | 5.17 | 0.010627 | 1.06
11.25 | 40 | 0 | 0 | 1 | 39 | 2.8382 | 6.4935 | 1.38 | 6.2439 | 0.0031791 | 2.2 | 0 | 0 | 6435.9563 | 480 | 1.4191 | 3.2468 | 3.122 | 0.0015896 | 0.70954 | 1.6234 | 1.561 | 0.00079478 | 0.14191 | 0.32468 | 0.3122 | 0.00015896 | 9:29 | 4.2632 | 98.59 | 2.1316 | 88.14 | 1.0658 | 65.55 | 0.21316 | 19.2 | 2.1316 | 88.14 | 1.0658 | 65.55 | 0.5329 | 41.31 | 0.10658 | 10.11 | 1.0658 | 65.55 | 0.5329 | 41.31 | 0.26645 | 23.39 | 0.05329 | 5.19 | 0.21316 | 19.2 | 0.10658 | 10.11 | 0.05329 | 5.19 | 0.010658 | 1.06
11.25 | 40 | 0 | 0 | 1 | 39 | 2.8389 | 6.4935 | 1.38 | 6.2456 | 0.00318 | 2.2 | 0 | 0 | 6437.5741 | 480 | 1.4195 | 3.2468 | 3.1228 | 0.00159 | 0.70973 | 1.6234 | 1.5614 | 0.00079499 | 0.14195 | 0.32468 | 0.31228 | 0.000159 | 9:29 | 4.2754 | 98.61 | 2.1377 | 88.21 | 1.0689 | 65.66 | 0.21377 | 19.25 | 2.1377 | 88.21 | 1.0689 | 65.66 | 0.53443 | 41.4 | 0.10689 | 10.14 | 1.0689 | 65.66 | 0.53443 | 41.4 | 0.26722 | 23.45 | 0.053443 | 5.2 | 0.21377 | 19.25 | 0.10689 | 10.14 | 0.053443 | 5.2 | 0.010689 | 1.06
11.25 | 40 | 0 | 0 | 1 | 39 | 2.8397 | 6.4935 | 1.38 | 6.2473 | 0.0031808 | 2.2 | 0 | 0 | 6439.1807 | 480 | 1.4198 | 3.2468 | 3.1237 | 0.0015904 | 0.70992 | 1.6234 | 1.5618 | 0.00079521 | 0.14198 | 0.32468 | 0.31237 | 0.00015904 | 9:29 | 4.2877 | 98.63 | 2.1438 | 88.28 | 1.0719 | 65.77 | 0.21438 | 19.3 | 2.1438 | 88.28 | 1.0719 | 65.77 | 0.53596 | 41.49 | 0.10719 | 10.16 | 1.0719 | 65.77 | 0.53596 | 41.49 | 0.26798 | 23.51 | 0.053596 | 5.22 | 0.21438 | 19.3 | 0.10719 | 10.16 | 0.053596 | 5.22 | 0.010719 | 1.07
11.25 | 40 | 0 | 0 | 1 | 39 | 2.8405 | 6.4935 | 1.38 | 6.249 | 0.0031817 | 2.2 | 0 | 0 | 6440.7762 | 480 | 1.4202 | 3.2468 | 3.1245 | 0.0015908 | 0.71011 | 1.6234 | 1.5622 | 0.00079542 | 0.14202 | 0.32468 | 0.31245 | 0.00015908 | 9:29 | 4.2999 | 98.64 | 2.15 | 88.35 | 1.075 | 65.87 | 0.215 | 19.35 | 2.15 | 88.35 | 1.075 | 65.87 | 0.53749 | 41.58 | 0.1075 | 10.19 | 1.075 | 65.87 | 0.53749 | 41.58 | 0.26875 | 23.57 | 0.053749 | 5.23 | 0.215 | 19.35 | 0.1075 | 10.19 | 0.053749 | 5.23 | 0.01075 | 1.07
11.25 | 40 | 0 | 0 | 1 | 39 | 2.8412 | 6.4935 | 1.38 | 6.2507 | 0.0031825 | 2.2 | 0 | 0 | 6442.3608 | 480 | 1.4206 | 3.2468 | 3.1253 | 0.0015913 | 0.7103 | 1.6234 | 1.5627 | 0.00079563 | 0.14206 | 0.32468 | 0.31253 | 0.00015913 | 9:30 | 4.3122 | 98.66 | 2.1561 | 88.42 | 1.078 | 65.97 | 0.21561 | 19.4 | 2.1561 | 88.42 | 1.078 | 65.97 | 0.53902 | 41.67 | 0.1078 | 10.22 | 1.078 | 65.97 | 0.53902 | 41.67 | 0.26951 | 23.62 | 0.053902 | 5.25 | 0.21561 | 19.4 | 0.1078 | 10.22 | 0.053902 | 5.25 | 0.01078 | 1.07
11.25 | 40 | 0 | 0 | 1 | 39 | 2.842 | 6.4935 | 1.38 | 6.2523 | 0.0031834 | 2.2 | 0 | 0 | 6443.9345 | 480 | 1.421 | 3.2468 | 3.1261 | 0.0015917 | 0.71049 | 1.6234 | 1.5631 | 0.00079584 | 0.1421 | 0.32468 | 0.31261 | 0.00015917 | 9:30 | 4.3245 | 98.68 | 2.1622 | 88.49 | 1.0811 | 66.08 | 0.21622 | 19.44 | 2.1622 | 88.49 | 1.0811 | 66.08 | 0.54056 | 41.76 | 0.10811 | 10.25 | 1.0811 | 66.08 | 0.54056 | 41.76 | 0.27028 | 23.68 | 0.054056 | 5.26 | 0.21622 | 19.44 | 0.10811 | 10.25 | 0.054056 | 5.26 | 0.010811 | 1.08