## Computations
| Size of Room | Volume | 216
|  | Length (m) | 8
|  | Width (m) | 9 |  |  | Probabilities of Infection (%) |  | Infected |  |  |  |  | Reproduction Number |  | Infected
|  | Height (m) | 3 |  |  |  |  | No Mask / Cloth Mask | Surgical Mask | KN95 Mask | N95 Mask |  |  |  | No Mask / Cloth Mask | Surgical Mask | KN95 Mask | N95 Mask
| No. of occupants | 41 | 38000 | 68400.342 |  | Susceptible | No Mask / Cloth Mask | 3.2 | 1.61 | 0.81 | 0.16 |  | Susceptible | No Mask / Cloth Mask | 1.28 | 0.644 | 0.324 | 0.064
| Time Start | 8:00 |  |  |  |  | Surgical Mask | 1.61 | 0.81 | 0.41 | 0.08 |  |  | Surgical Mask | 0.644 | 0.324 | 0.164 | 0.032
| Additional Ventilation | 2.2 | Open Windows | Urban |  |  | KN95 Mask | 0.81 | 0.41 | 0.2 | 0.04 |  |  | KN95 Mask | 0.324 | 0.164 | 0.08 | 0.016
| Outdoor CO2 | 480 |  |  |  |  | N95 Mask | 0.16 | 0.08 | 0.04 | 0.01 |  |  | N95 Mask | 0.064 | 0.032 | 0.016 | 0.004
| Rate of activity | 1 | 1.38 | 3870091.3504
| Initial CO2 | 480 |  |  |  | Air Purifier
| Duration of stay (hr) | 1 |  |  |  | Specified CADR (m^3/hr) |  | 540.64 | Kindly check the specifications of the device | [7 empty] | Assumption:
| ACH | 18.6173 |  |  |  | Number of Air Purifier |  | 0 | [8 empty] | Rate of activity
| Additional air purifier eACH | 0 | [14 empty] | 0 - breathing - 0.65 m3/hr
| Mask | N95 Mask |  |  |  | CO2 Level |  | 985.9391 | Well-ventilated | [7 empty] | 1 - speaking - 1.38 m3/hr
[6 empty] | Average Attack Daily Rate (%) |  | 0.01 | Low Risk | [7 empty] | CO2 concentration of exhalation - 38000 ppm
| Fans |  |  |  |  | Reproduction Number |  | 0.004 | [8 empty] | 910.695
| Flow velocity (m/s) | 3 | 0.98504 |  |  | Breakdown: |  | Hospitalization Cost |  | Confirmatory testing |  | Economic Losses due to 5-day isolation |  | Total | Reduction of total outbreak cost |  | 505.9391
| Fan Diameter (in) | 18
| No. of fans: | 2 | 0.32835 |  |  | Isolation | 0 | 0 | 0 | 0 | 0 | 0 | 0 | 0 | 292637.5
[6 empty] | Low-risk | 0 | 50000 | 0
| Infected | Breathing | 0 |  |  | Medium-risk | 0 | 125000 | 0
|  | Speaking | 1 |  |  | High-risk | 0 | 200000 | 0
|  | Coughing | 0
[6 empty] | Breakdown: |  | Cost of Mask per week | 22550 | Ventilation cost | 3600 | C-R Box Cost | 0 | Cost of intervention | 26150 | Net Benefit Ratio | 2.7151
| Isolation time (days) | 5
[7 empty] | Energy consumption |  | 14400 kWh | OPEX per week | 72000 | OPEX per week | 0 | OPEX per week | 72000
[29 empty] | No Mask | [7 empty] | Surgical Mask | [7 empty] | KN95 Mask | [7 empty] | N95 Mask
[16 empty] | Surgical Mask |  |  |  | KN95 Mask |  |  |  | N95 Mask |  |  |  |  | No Mask |  | Surgical Mask |  | KN95 Mask |  | N95 Mask |  | No Mask |  | Surgical Mask |  | KN95 Mask |  | N95 Mask |  | No Mask |  | Surgical Mask |  | KN95 Mask |  | N95 Mask |  | No Mask |  | Surgical Mask |  | KN95 Mask |  | N95 Mask
Duration (s) | No. of Occupants | Index Case |  |  | Susceptible Case | quanta Concentration | E/V | Breathing Flow Rate (m^3/hr) | Loss due to dilution | Loss due to breathing | ACH |  |  | Indoor CO2 Concentration | Outdoor CO2 Concentration | quanta Concentration | E/V | Loss due to dilution | Loss due to breathing | quanta Concentration | E/V | Loss due to dilution | Loss due to breathing | quanta Concentration | E/V | Loss due to dilution | Loss due to breathing | Time | Accumulated Dose | Probability of Infection | Accumulated Dose | Probability of Infection | Accumulated Dose | Probability of Infection | Accumulated Dose | Probability of Infection | Accumulated Dose | Probability of Infection | Accumulated Dose | Probability of Infection | Accumulated Dose | Probability of Infection | Accumulated Dose | Probability of Infection | Accumulated Dose | Probability of Infection | Accumulated Dose | Probability of Infection | Accumulated Dose | Probability of Infection | Accumulated Dose | Probability of Infection | Accumulated Dose | Probability of Infection | Accumulated Dose | Probability of Infection | Accumulated Dose | Probability of Infection | Accumulated Dose | Probability of Infection
|  | Breathing | Speaking | Coughing | [6 empty] | Ventilation | Filtration | Deactivation
7.5 | 41 | 0 | 1 | 0 | 40 | 0 | 0.46296 | 1.38 | 0 | 0 | 18.6173 | 0 | 0 | 480 | 480 | 0 | 0.23148 | 0 | 0 | 0 | 0.11574 | 0 | 0 | 0 | 0.023148 | 0 | 0 | 8:00 | 0 | 0 | 0 | 0 | 0 | 0 | 0 | 0 | 0 | 0 | 0 | 0 | 0 | 0 | 0 | 0 | 0 | 0 | 0 | 0 | 0 | 0 | 0 | 0 | 0 | 0 | 0 | 0 | 0 | 0 | 0 | 0
7.5 | 41 | 0 | 1 | 0 | 40 | 0.00096451 | 0.46296 | 1.38 | 0.017957 | 5.2635e-07 | 18.6173 | 0 | 0 | 500.7373 | 480 | 0.00048225 | 0.23148 | 0.0089783 | 2.6317e-07 | 0.00024113 | 0.11574 | 0.0044891 | 1.3159e-07 | 4.8225e-05 | 0.023148 | 0.00089783 | 2.6317e-08 | 8:00 | 2.773e-06 | 0 | 1.3865e-06 | 0 | 6.9324e-07 | 0 | 1.3865e-07 | 0 | 1.3865e-06 | 0 | 6.9324e-07 | 0 | 3.4662e-07 | 0 | 6.9324e-08 | 0 | 6.9324e-07 | 0 | 3.4662e-07 | 0 | 1.7331e-07 | 0 | 3.4662e-08 | 0 | 1.3865e-07 | 0 | 6.9324e-08 | 0 | 3.4662e-08 | 0 | 6.9324e-09 | 0
7.5 | 41 | 0 | 1 | 0 | 40 | 0.0018916 | 0.46296 | 1.38 | 0.035217 | 1.0323e-06 | 18.6173 | 0 | 0 | 520.6702 | 480 | 0.0009458 | 0.23148 | 0.017608 | 5.1614e-07 | 0.0004729 | 0.11574 | 0.0088041 | 2.5807e-07 | 9.458e-05 | 0.023148 | 0.0017608 | 5.1614e-08 | 8:00 | 8.2113e-06 | 0 | 4.1057e-06 | 0 | 2.0528e-06 | 0 | 4.1057e-07 | 0 | 4.1057e-06 | 0 | 2.0528e-06 | 0 | 1.0264e-06 | 0 | 2.0528e-07 | 0 | 2.0528e-06 | 0 | 1.0264e-06 | 0 | 5.1321e-07 | 0 | 1.0264e-07 | 0 | 4.1057e-07 | 0 | 2.0528e-07 | 0 | 1.0264e-07 | 0 | 2.0528e-08 | 0
7.5 | 41 | 0 | 1 | 0 | 40 | 0.0027827 | 0.46296 | 1.38 | 0.051807 | 1.5186e-06 | 18.6173 | 0 | 0 | 539.83 | 480 | 0.0013914 | 0.23148 | 0.025904 | 7.5929e-07 | 0.00069568 | 0.11574 | 0.012952 | 3.7965e-07 | 0.00013914 | 0.023148 | 0.0025904 | 7.5929e-08 | 8:00 | 1.6212e-05 | 0 | 8.1058e-06 | 0 | 4.0529e-06 | 0 | 8.1058e-07 | 0 | 8.1058e-06 | 0 | 4.0529e-06 | 0 | 2.0265e-06 | 0 | 4.0529e-07 | 0 | 4.0529e-06 | 0 | 2.0265e-06 | 0 | 1.0132e-06 | 0 | 2.0265e-07 | 0 | 8.1058e-07 | 0 | 4.0529e-07 | 0 | 2.0265e-07 | 0 | 4.0529e-08 | 0
7.5 | 41 | 0 | 1 | 0 | 40 | 0.0036393 | 0.46296 | 1.38 | 0.067754 | 1.986e-06 | 18.6173 | 0 | 0 | 558.2467 | 480 | 0.0018197 | 0.23148 | 0.033877 | 9.9302e-07 | 0.00090983 | 0.11574 | 0.016939 | 4.9651e-07 | 0.00018197 | 0.023148 | 0.0033877 | 9.9302e-08 | 8:01 | 2.6675e-05 | 0 | 1.3337e-05 | 0 | 6.6687e-06 | 0 | 1.3337e-06 | 0 | 1.3337e-05 | 0 | 6.6687e-06 | 0 | 3.3343e-06 | 0 | 6.6687e-07 | 0 | 6.6687e-06 | 0 | 3.3343e-06 | 0 | 1.6672e-06 | 0 | 3.3343e-07 | 0 | 1.3337e-06 | 0 | 6.6687e-07 | 0 | 3.3343e-07 | 0 | 6.6687e-08 | 0
7.5 | 41 | 0 | 1 | 0 | 40 | 0.0044627 | 0.46296 | 1.38 | 0.083083 | 2.4354e-06 | 18.6173 | 0 | 0 | 575.9491 | 480 | 0.0022313 | 0.23148 | 0.041541 | 1.2177e-06 | 0.0011157 | 0.11574 | 0.020771 | 6.0884e-07 | 0.00022313 | 0.023148 | 0.0041541 | 1.2177e-07 | 8:01 | 3.9505e-05 | 0 | 1.9752e-05 | 0 | 9.8762e-06 | 0 | 1.9752e-06 | 0 | 1.9752e-05 | 0 | 9.8762e-06 | 0 | 4.9381e-06 | 0 | 9.8762e-07 | 0 | 9.8762e-06 | 0 | 4.9381e-06 | 0 | 2.4691e-06 | 0 | 4.9381e-07 | 0 | 1.9752e-06 | 0 | 9.8762e-07 | 0 | 4.9381e-07 | 0 | 9.8762e-08 | 0
7.5 | 41 | 0 | 1 | 0 | 40 | 0.0052541 | 0.46296 | 1.38 | 0.097817 | 2.8672e-06 | 18.6173 | 0 | 0 | 592.9649 | 480 | 0.002627 | 0.23148 | 0.048908 | 1.4336e-06 | 0.0013135 | 0.11574 | 0.024454 | 7.1681e-07 | 0.0002627 | 0.023148 | 0.0048908 | 1.4336e-07 | 8:01 | 5.461e-05 | 0.01 | 2.7305e-05 | 0 | 1.3653e-05 | 0 | 2.7305e-06 | 0 | 2.7305e-05 | 0 | 1.3653e-05 | 0 | 6.8263e-06 | 0 | 1.3653e-06 | 0 | 1.3653e-05 | 0 | 6.8263e-06 | 0 | 3.4131e-06 | 0 | 6.8263e-07 | 0 | 2.7305e-06 | 0 | 1.3653e-06 | 0 | 6.8263e-07 | 0 | 1.3653e-07 | 0
7.5 | 41 | 0 | 1 | 0 | 40 | 0.0060148 | 0.46296 | 1.38 | 0.11198 | 3.2824e-06 | 18.6173 | 0 | 0 | 609.3207 | 480 | 0.0030074 | 0.23148 | 0.05599 | 1.6412e-06 | 0.0015037 | 0.11574 | 0.027995 | 8.2059e-07 | 0.00030074 | 0.023148 | 0.005599 | 1.6412e-07 | 8:01 | 7.1903e-05 | 0.01 | 3.5951e-05 | 0 | 1.7976e-05 | 0 | 3.5951e-06 | 0 | 3.5951e-05 | 0 | 1.7976e-05 | 0 | 8.9878e-06 | 0 | 1.7976e-06 | 0 | 1.7976e-05 | 0 | 8.9878e-06 | 0 | 4.4939e-06 | 0 | 8.9878e-07 | 0 | 3.5951e-06 | 0 | 1.7976e-06 | 0 | 8.9878e-07 | 0 | 1.7976e-07 | 0
7.5 | 41 | 0 | 1 | 0 | 40 | 0.006746 | 0.46296 | 1.38 | 0.12559 | 3.6814e-06 | 18.6173 | 0 | 0 | 625.0421 | 480 | 0.003373 | 0.23148 | 0.062796 | 1.8407e-06 | 0.0016865 | 0.11574 | 0.031398 | 9.2035e-07 | 0.0003373 | 0.023148 | 0.0062796 | 1.8407e-07 | 8:01 | 9.1298e-05 | 0.01 | 4.5649e-05 | 0 | 2.2824e-05 | 0 | 4.5649e-06 | 0 | 4.5649e-05 | 0 | 2.2824e-05 | 0 | 1.1412e-05 | 0 | 2.2824e-06 | 0 | 2.2824e-05 | 0 | 1.1412e-05 | 0 | 5.7061e-06 | 0 | 1.1412e-06 | 0 | 4.5649e-06 | 0 | 2.2824e-06 | 0 | 1.1412e-06 | 0 | 2.2824e-07 | 0
7.5 | 41 | 0 | 1 | 0 | 40 | 0.0074488 | 0.46296 | 1.38 | 0.13868 | 4.065e-06 | 18.6173 | 0 | 0 | 640.1538 | 480 | 0.0037244 | 0.23148 | 0.069339 | 2.0325e-06 | 0.0018622 | 0.11574 | 0.034669 | 1.0162e-06 | 0.00037244 | 0.023148 | 0.0069339 | 2.0325e-07 | 8:01 | 0.00011271 | 0.01 | 5.6356e-05 | 0.01 | 2.8178e-05 | 0 | 5.6356e-06 | 0 | 5.6356e-05 | 0.01 | 2.8178e-05 | 0 | 1.4089e-05 | 0 | 2.8178e-06 | 0 | 2.8178e-05 | 0 | 1.4089e-05 | 0 | 7.0446e-06 | 0 | 1.4089e-06 | 0 | 5.6356e-06 | 0 | 2.8178e-06 | 0 | 1.4089e-06 | 0 | 2.8178e-07 | 0
7.5 | 41 | 0 | 1 | 0 | 40 | 0.0081244 | 0.46296 | 1.38 | 0.15126 | 4.4336e-06 | 18.6173 | 0 | 0 | 654.6793 | 480 | 0.0040622 | 0.23148 | 0.075628 | 2.2168e-06 | 0.0020311 | 0.11574 | 0.037814 | 1.1084e-06 | 0.00040622 | 0.023148 | 0.0075628 | 2.2168e-07 | 8:01 | 0.00013607 | 0.01 | 6.8035e-05 | 0.01 | 3.4018e-05 | 0 | 6.8035e-06 | 0 | 6.8035e-05 | 0.01 | 3.4018e-05 | 0 | 1.7009e-05 | 0 | 3.4018e-06 | 0 | 3.4018e-05 | 0 | 1.7009e-05 | 0 | 8.5044e-06 | 0 | 1.7009e-06 | 0 | 6.8035e-06 | 0 | 3.4018e-06 | 0 | 1.7009e-06 | 0 | 3.4018e-07 | 0
7.5 | 41 | 0 | 1 | 0 | 40 | 0.0087738 | 0.46296 | 1.38 | 0.16334 | 4.788e-06 | 18.6173 | 0 | 0 | 668.6415 | 480 | 0.0043869 | 0.23148 | 0.081672 | 2.394e-06 | 0.0021935 | 0.11574 | 0.040836 | 1.197e-06 | 0.00043869 | 0.023148 | 0.0081672 | 2.394e-07 | 8:01 | 0.0001613 | 0.02 | 8.0648e-05 | 0.01 | 4.0324e-05 | 0 | 8.0648e-06 | 0 | 8.0648e-05 | 0.01 | 4.0324e-05 | 0 | 2.0162e-05 | 0 | 4.0324e-06 | 0 | 4.0324e-05 | 0 | 2.0162e-05 | 0 | 1.0081e-05 | 0 | 2.0162e-06 | 0 | 8.0648e-06 | 0 | 4.0324e-06 | 0 | 2.0162e-06 | 0 | 4.0324e-07 | 0
7.5 | 41 | 0 | 1 | 0 | 40 | 0.009398 | 0.46296 | 1.38 | 0.17497 | 5.1287e-06 | 18.6173 | 0 | 0 | 682.0621 | 480 | 0.004699 | 0.23148 | 0.087483 | 2.5643e-06 | 0.0023495 | 0.11574 | 0.043741 | 1.2822e-06 | 0.0004699 | 0.023148 | 0.0087483 | 2.5643e-07 | 8:02 | 0.00018831 | 0.02 | 9.4157e-05 | 0.01 | 4.7079e-05 | 0 | 9.4157e-06 | 0 | 9.4157e-05 | 0.01 | 4.7079e-05 | 0 | 2.3539e-05 | 0 | 4.7079e-06 | 0 | 4.7079e-05 | 0 | 2.3539e-05 | 0 | 1.177e-05 | 0 | 2.3539e-06 | 0 | 9.4157e-06 | 0 | 4.7079e-06 | 0 | 2.3539e-06 | 0 | 4.7079e-07 | 0
7.5 | 41 | 0 | 1 | 0 | 40 | 0.009998 | 0.46296 | 1.38 | 0.18614 | 5.4561e-06 | 18.6173 | 0 | 0 | 694.9621 | 480 | 0.004999 | 0.23148 | 0.093068 | 2.728e-06 | 0.0024995 | 0.11574 | 0.046534 | 1.364e-06 | 0.0004999 | 0.023148 | 0.0093068 | 2.728e-07 | 8:02 | 0.00021706 | 0.02 | 0.00010853 | 0.01 | 5.4265e-05 | 0.01 | 1.0853e-05 | 0 | 0.00010853 | 0.01 | 5.4265e-05 | 0.01 | 2.7132e-05 | 0 | 5.4265e-06 | 0 | 5.4265e-05 | 0.01 | 2.7132e-05 | 0 | 1.3566e-05 | 0 | 2.7132e-06 | 0 | 1.0853e-05 | 0 | 5.4265e-06 | 0 | 2.7132e-06 | 0 | 5.4265e-07 | 0
7.5 | 41 | 0 | 1 | 0 | 40 | 0.010575 | 0.46296 | 1.38 | 0.19687 | 5.7708e-06 | 18.6173 | 0 | 0 | 707.3619 | 480 | 0.0052874 | 0.23148 | 0.098436 | 2.8854e-06 | 0.0026437 | 0.11574 | 0.049218 | 1.4427e-06 | 0.00052874 | 0.023148 | 0.0098436 | 2.8854e-07 | 8:02 | 0.00024746 | 0.02 | 0.00012373 | 0.01 | 6.1865e-05 | 0.01 | 1.2373e-05 | 0 | 0.00012373 | 0.01 | 6.1865e-05 | 0.01 | 3.0933e-05 | 0 | 6.1865e-06 | 0 | 6.1865e-05 | 0.01 | 3.0933e-05 | 0 | 1.5466e-05 | 0 | 3.0933e-06 | 0 | 1.2373e-05 | 0 | 6.1865e-06 | 0 | 3.0933e-06 | 0 | 6.1865e-07 | 0
7.5 | 41 | 0 | 1 | 0 | 40 | 0.011129 | 0.46296 | 1.38 | 0.20719 | 6.0733e-06 | 18.6173 | 0 | 0 | 719.2806 | 480 | 0.0055645 | 0.23148 | 0.1036 | 3.0367e-06 | 0.0027823 | 0.11574 | 0.051798 | 1.5183e-06 | 0.00055645 | 0.023148 | 0.01036 | 3.0367e-07 | 8:02 | 0.00027946 | 0.03 | 0.00013973 | 0.01 | 6.9864e-05 | 0.01 | 1.3973e-05 | 0 | 0.00013973 | 0.01 | 6.9864e-05 | 0.01 | 3.4932e-05 | 0 | 6.9864e-06 | 0 | 6.9864e-05 | 0.01 | 3.4932e-05 | 0 | 1.7466e-05 | 0 | 3.4932e-06 | 0 | 1.3973e-05 | 0 | 6.9864e-06 | 0 | 3.4932e-06 | 0 | 6.9864e-07 | 0
7.5 | 41 | 0 | 1 | 0 | 40 | 0.011662 | 0.46296 | 1.38 | 0.21711 | 6.3641e-06 | 18.6173 | 0 | 0 | 730.7372 | 480 | 0.0058309 | 0.23148 | 0.10856 | 3.182e-06 | 0.0029155 | 0.11574 | 0.054278 | 1.591e-06 | 0.00058309 | 0.023148 | 0.010856 | 3.182e-07 | 8:02 | 0.00031299 | 0.03 | 0.00015649 | 0.02 | 7.8246e-05 | 0.01 | 1.5649e-05 | 0 | 0.00015649 | 0.02 | 7.8246e-05 | 0.01 | 3.9123e-05 | 0 | 7.8246e-06 | 0 | 7.8246e-05 | 0.01 | 3.9123e-05 | 0 | 1.9562e-05 | 0 | 3.9123e-06 | 0 | 1.5649e-05 | 0 | 7.8246e-06 | 0 | 3.9123e-06 | 0 | 7.8246e-07 | 0
7.5 | 41 | 0 | 1 | 0 | 40 | 0.012174 | 0.46296 | 1.38 | 0.22665 | 6.6436e-06 | 18.6173 | 0 | 0 | 741.7493 | 480 | 0.006087 | 0.23148 | 0.11332 | 3.3218e-06 | 0.0030435 | 0.11574 | 0.056662 | 1.6609e-06 | 0.0006087 | 0.023148 | 0.011332 | 3.3218e-07 | 8:02 | 0.00034799 | 0.03 | 0.00017399 | 0.02 | 8.6996e-05 | 0.01 | 1.7399e-05 | 0 | 0.00017399 | 0.02 | 8.6996e-05 | 0.01 | 4.3498e-05 | 0 | 8.6996e-06 | 0 | 8.6996e-05 | 0.01 | 4.3498e-05 | 0 | 2.1749e-05 | 0 | 4.3498e-06 | 0 | 1.7399e-05 | 0 | 8.6996e-06 | 0 | 4.3498e-06 | 0 | 8.6996e-07 | 0
7.5 | 41 | 0 | 1 | 0 | 40 | 0.012666 | 0.46296 | 1.38 | 0.23581 | 6.9123e-06 | 18.6173 | 0 | 0 | 752.3343 | 480 | 0.0063332 | 0.23148 | 0.11791 | 3.4561e-06 | 0.0031666 | 0.11574 | 0.058953 | 1.7281e-06 | 0.00063332 | 0.023148 | 0.011791 | 3.4561e-07 | 8:02 | 0.0003844 | 0.04 | 0.0001922 | 0.02 | 9.61e-05 | 0.01 | 1.922e-05 | 0 | 0.0001922 | 0.02 | 9.61e-05 | 0.01 | 4.805e-05 | 0 | 9.61e-06 | 0 | 9.61e-05 | 0.01 | 4.805e-05 | 0 | 2.4025e-05 | 0 | 4.805e-06 | 0 | 1.922e-05 | 0 | 9.61e-06 | 0 | 4.805e-06 | 0 | 9.61e-07 | 0
7.5 | 41 | 0 | 1 | 0 | 40 | 0.01314 | 0.46296 | 1.38 | 0.24462 | 7.1705e-06 | 18.6173 | 0 | 0 | 762.5088 | 480 | 0.0065698 | 0.23148 | 0.12231 | 3.5852e-06 | 0.0032849 | 0.11574 | 0.061156 | 1.7926e-06 | 0.00065698 | 0.023148 | 0.012231 | 3.5852e-07 | 8:02 | 0.00042218 | 0.04 | 0.00021109 | 0.02 | 0.00010554 | 0.01 | 2.1109e-05 | 0 | 0.00021109 | 0.02 | 0.00010554 | 0.01 | 5.2772e-05 | 0.01 | 1.0554e-05 | 0 | 0.00010554 | 0.01 | 5.2772e-05 | 0.01 | 2.6386e-05 | 0 | 5.2772e-06 | 0 | 2.1109e-05 | 0 | 1.0554e-05 | 0 | 5.2772e-06 | 0 | 1.0554e-06 | 0
7.5 | 41 | 0 | 1 | 0 | 40 | 0.013594 | 0.46296 | 1.38 | 0.25309 | 7.4187e-06 | 18.6173 | 0 | 0 | 772.2887 | 480 | 0.0067972 | 0.23148 | 0.12655 | 3.7094e-06 | 0.0033986 | 0.11574 | 0.063273 | 1.8547e-06 | 0.00067972 | 0.023148 | 0.012655 | 3.7094e-07 | 8:03 | 0.00046126 | 0.05 | 0.00023063 | 0.02 | 0.00011532 | 0.01 | 2.3063e-05 | 0 | 0.00023063 | 0.02 | 0.00011532 | 0.01 | 5.7658e-05 | 0.01 | 1.1532e-05 | 0 | 0.00011532 | 0.01 | 5.7658e-05 | 0.01 | 2.8829e-05 | 0 | 5.7658e-06 | 0 | 2.3063e-05 | 0 | 1.1532e-05 | 0 | 5.7658e-06 | 0 | 1.1532e-06 | 0
7.5 | 41 | 0 | 1 | 0 | 40 | 0.014032 | 0.46296 | 1.38 | 0.26123 | 7.6573e-06 | 18.6173 | 0 | 0 | 781.6892 | 480 | 0.0070158 | 0.23148 | 0.13062 | 3.8287e-06 | 0.0035079 | 0.11574 | 0.065308 | 1.9143e-06 | 0.00070158 | 0.023148 | 0.013062 | 3.8287e-07 | 8:03 | 0.0005016 | 0.05 | 0.0002508 | 0.03 | 0.0001254 | 0.01 | 2.508e-05 | 0 | 0.0002508 | 0.03 | 0.0001254 | 0.01 | 6.27e-05 | 0.01 | 1.254e-05 | 0 | 0.0001254 | 0.01 | 6.27e-05 | 0.01 | 3.135e-05 | 0 | 6.27e-06 | 0 | 2.508e-05 | 0 | 1.254e-05 | 0 | 6.27e-06 | 0 | 1.254e-06 | 0
7.5 | 41 | 0 | 1 | 0 | 40 | 0.014452 | 0.46296 | 1.38 | 0.26906 | 7.8867e-06 | 18.6173 | 0 | 0 | 790.7251 | 480 | 0.007226 | 0.23148 | 0.13453 | 3.9433e-06 | 0.003613 | 0.11574 | 0.067264 | 1.9717e-06 | 0.0007226 | 0.023148 | 0.013453 | 3.9433e-07 | 8:03 | 0.00054315 | 0.05 | 0.00027158 | 0.03 | 0.00013579 | 0.01 | 2.7158e-05 | 0 | 0.00027158 | 0.03 | 0.00013579 | 0.01 | 6.7894e-05 | 0.01 | 1.3579e-05 | 0 | 0.00013579 | 0.01 | 6.7894e-05 | 0.01 | 3.3947e-05 | 0 | 6.7894e-06 | 0 | 2.7158e-05 | 0 | 1.3579e-05 | 0 | 6.7894e-06 | 0 | 1.3579e-06 | 0
7.5 | 41 | 0 | 1 | 0 | 40 | 0.014856 | 0.46296 | 1.38 | 0.27658 | 8.1071e-06 | 18.6173 | 0 | 0 | 799.4106 | 480 | 0.0074279 | 0.23148 | 0.13829 | 4.0536e-06 | 0.003714 | 0.11574 | 0.069144 | 2.0268e-06 | 0.00074279 | 0.023148 | 0.013829 | 4.0536e-07 | 8:03 | 0.00058586 | 0.06 | 0.00029293 | 0.03 | 0.00014647 | 0.01 | 2.9293e-05 | 0 | 0.00029293 | 0.03 | 0.00014647 | 0.01 | 7.3233e-05 | 0.01 | 1.4647e-05 | 0 | 0.00014647 | 0.01 | 7.3233e-05 | 0.01 | 3.6616e-05 | 0 | 7.3233e-06 | 0 | 2.9293e-05 | 0 | 1.4647e-05 | 0 | 7.3233e-06 | 0 | 1.4647e-06 | 0
7.5 | 41 | 0 | 1 | 0 | 40 | 0.015244 | 0.46296 | 1.38 | 0.28381 | 8.319e-06 | 18.6173 | 0 | 0 | 807.7592 | 480 | 0.0076221 | 0.23148 | 0.1419 | 4.1595e-06 | 0.003811 | 0.11574 | 0.070951 | 2.0798e-06 | 0.00076221 | 0.023148 | 0.01419 | 4.1595e-07 | 8:03 | 0.00062969 | 0.06 | 0.00031484 | 0.03 | 0.00015742 | 0.02 | 3.1484e-05 | 0 | 0.00031484 | 0.03 | 0.00015742 | 0.02 | 7.8711e-05 | 0.01 | 1.5742e-05 | 0 | 0.00015742 | 0.02 | 7.8711e-05 | 0.01 | 3.9356e-05 | 0 | 7.8711e-06 | 0 | 3.1484e-05 | 0 | 1.5742e-05 | 0 | 7.8711e-06 | 0 | 1.5742e-06 | 0
7.5 | 41 | 0 | 1 | 0 | 40 | 0.015617 | 0.46296 | 1.38 | 0.29075 | 8.5227e-06 | 18.6173 | 0 | 0 | 815.784 | 480 | 0.0078087 | 0.23148 | 0.14538 | 4.2613e-06 | 0.0039043 | 0.11574 | 0.072688 | 2.1307e-06 | 0.00078087 | 0.023148 | 0.014538 | 4.2613e-07 | 8:03 | 0.00067459 | 0.07 | 0.00033729 | 0.03 | 0.00016865 | 0.02 | 3.3729e-05 | 0 | 0.00033729 | 0.03 | 0.00016865 | 0.02 | 8.4324e-05 | 0.01 | 1.6865e-05 | 0 | 0.00016865 | 0.02 | 8.4324e-05 | 0.01 | 4.2162e-05 | 0 | 8.4324e-06 | 0 | 3.3729e-05 | 0 | 1.6865e-05 | 0 | 8.4324e-06 | 0 | 1.6865e-06 | 0
7.5 | 41 | 0 | 1 | 0 | 40 | 0.015976 | 0.46296 | 1.38 | 0.29743 | 8.7185e-06 | 18.6173 | 0 | 0 | 823.4975 | 480 | 0.0079881 | 0.23148 | 0.14872 | 4.3592e-06 | 0.003994 | 0.11574 | 0.074358 | 2.1796e-06 | 0.00079881 | 0.023148 | 0.014872 | 4.3592e-07 | 8:03 | 0.00072052 | 0.07 | 0.00036026 | 0.04 | 0.00018013 | 0.02 | 3.6026e-05 | 0 | 0.00036026 | 0.04 | 0.00018013 | 0.02 | 9.0065e-05 | 0.01 | 1.8013e-05 | 0 | 0.00018013 | 0.02 | 9.0065e-05 | 0.01 | 4.5033e-05 | 0 | 9.0065e-06 | 0 | 3.6026e-05 | 0 | 1.8013e-05 | 0 | 9.0065e-06 | 0 | 1.8013e-06 | 0
7.5 | 41 | 0 | 1 | 0 | 40 | 0.016321 | 0.46296 | 1.38 | 0.30385 | 8.9066e-06 | 18.6173 | 0 | 0 | 830.9118 | 480 | 0.0081605 | 0.23148 | 0.15193 | 4.4533e-06 | 0.0040802 | 0.11574 | 0.075963 | 2.2267e-06 | 0.00081605 | 0.023148 | 0.015193 | 4.4533e-07 | 8:03 | 0.00076744 | 0.08 | 0.00038372 | 0.04 | 0.00019186 | 0.02 | 3.8372e-05 | 0 | 0.00038372 | 0.04 | 0.00019186 | 0.02 | 9.593e-05 | 0.01 | 1.9186e-05 | 0 | 0.00019186 | 0.02 | 9.593e-05 | 0.01 | 4.7965e-05 | 0 | 9.593e-06 | 0 | 3.8372e-05 | 0 | 1.9186e-05 | 0 | 9.593e-06 | 0 | 1.9186e-06 | 0
7.5 | 41 | 0 | 1 | 0 | 40 | 0.016652 | 0.46296 | 1.38 | 0.31002 | 9.0875e-06 | 18.6173 | 0 | 0 | 838.0386 | 480 | 0.0083262 | 0.23148 | 0.15501 | 4.5438e-06 | 0.0041631 | 0.11574 | 0.077506 | 2.2719e-06 | 0.00083262 | 0.023148 | 0.015501 | 4.5438e-07 | 8:04 | 0.00081532 | 0.08 | 0.00040766 | 0.04 | 0.00020383 | 0.02 | 4.0766e-05 | 0 | 0.00040766 | 0.04 | 0.00020383 | 0.02 | 0.00010191 | 0.01 | 2.0383e-05 | 0 | 0.00020383 | 0.02 | 0.00010191 | 0.01 | 5.0957e-05 | 0.01 | 1.0191e-05 | 0 | 4.0766e-05 | 0 | 2.0383e-05 | 0 | 1.0191e-05 | 0 | 2.0383e-06 | 0
7.5 | 41 | 0 | 1 | 0 | 40 | 0.016971 | 0.46296 | 1.38 | 0.31596 | 9.2614e-06 | 18.6173 | 0 | 0 | 844.8889 | 480 | 0.0084855 | 0.23148 | 0.15798 | 4.6307e-06 | 0.0042428 | 0.11574 | 0.078989 | 2.3153e-06 | 0.00084855 | 0.023148 | 0.015798 | 4.6307e-07 | 8:04 | 0.00086411 | 0.09 | 0.00043206 | 0.04 | 0.00021603 | 0.02 | 4.3206e-05 | 0 | 0.00043206 | 0.04 | 0.00021603 | 0.02 | 0.00010801 | 0.01 | 2.1603e-05 | 0 | 0.00021603 | 0.02 | 0.00010801 | 0.01 | 5.4007e-05 | 0.01 | 1.0801e-05 | 0 | 4.3206e-05 | 0 | 2.1603e-05 | 0 | 1.0801e-05 | 0 | 2.1603e-06 | 0
7.5 | 41 | 0 | 1 | 0 | 40 | 0.017277 | 0.46296 | 1.38 | 0.32166 | 9.4285e-06 | 18.6173 | 0 | 0 | 851.4736 | 480 | 0.0086386 | 0.23148 | 0.16083 | 4.7143e-06 | 0.0043193 | 0.11574 | 0.080414 | 2.3571e-06 | 0.00086386 | 0.023148 | 0.016083 | 4.7143e-07 | 8:04 | 0.00091378 | 0.09 | 0.00045689 | 0.05 | 0.00022845 | 0.02 | 4.5689e-05 | 0 | 0.00045689 | 0.05 | 0.00022845 | 0.02 | 0.00011422 | 0.01 | 2.2845e-05 | 0 | 0.00022845 | 0.02 | 0.00011422 | 0.01 | 5.7111e-05 | 0.01 | 1.1422e-05 | 0 | 4.5689e-05 | 0 | 2.2845e-05 | 0 | 1.1422e-05 | 0 | 2.2845e-06 | 0
7.5 | 41 | 0 | 1 | 0 | 40 | 0.017572 | 0.46296 | 1.38 | 0.32714 | 9.5892e-06 | 18.6173 | 0 | 0 | 857.8029 | 480 | 0.0087858 | 0.23148 | 0.16357 | 4.7946e-06 | 0.0043929 | 0.11574 | 0.081784 | 2.3973e-06 | 0.00087858 | 0.023148 | 0.016357 | 4.7946e-07 | 8:04 | 0.0009643 | 0.1 | 0.00048215 | 0.05 | 0.00024108 | 0.02 | 4.8215e-05 | 0 | 0.00048215 | 0.05 | 0.00024108 | 0.02 | 0.00012054 | 0.01 | 2.4108e-05 | 0 | 0.00024108 | 0.02 | 0.00012054 | 0.01 | 6.0269e-05 | 0.01 | 1.2054e-05 | 0 | 4.8215e-05 | 0 | 2.4108e-05 | 0 | 1.2054e-05 | 0 | 2.4108e-06 | 0
7.5 | 41 | 0 | 1 | 0 | 40 | 0.017855 | 0.46296 | 1.38 | 0.3324 | 9.7436e-06 | 18.6173 | 0 | 0 | 863.8866 | 480 | 0.0089273 | 0.23148 | 0.1662 | 4.8718e-06 | 0.0044637 | 0.11574 | 0.083101 | 2.4359e-06 | 0.00089273 | 0.023148 | 0.01662 | 4.8718e-07 | 8:04 | 0.0010156 | 0.1 | 0.00050782 | 0.05 | 0.00025391 | 0.03 | 5.0782e-05 | 0.01 | 0.00050782 | 0.05 | 0.00025391 | 0.03 | 0.00012695 | 0.01 | 2.5391e-05 | 0 | 0.00025391 | 0.03 | 0.00012695 | 0.01 | 6.3477e-05 | 0.01 | 1.2695e-05 | 0 | 5.0782e-05 | 0.01 | 2.5391e-05 | 0 | 1.2695e-05 | 0 | 2.5391e-06 | 0
7.5 | 41 | 0 | 1 | 0 | 40 | 0.018127 | 0.46296 | 1.38 | 0.33747 | 9.892e-06 | 18.6173 | 0 | 0 | 869.7344 | 480 | 0.0090633 | 0.23148 | 0.16873 | 4.946e-06 | 0.0045316 | 0.11574 | 0.084367 | 2.473e-06 | 0.00090633 | 0.023148 | 0.016873 | 4.946e-07 | 8:04 | 0.0010677 | 0.11 | 0.00053387 | 0.05 | 0.00026694 | 0.03 | 5.3387e-05 | 0.01 | 0.00053387 | 0.05 | 0.00026694 | 0.03 | 0.00013347 | 0.01 | 2.6694e-05 | 0 | 0.00026694 | 0.03 | 0.00013347 | 0.01 | 6.6734e-05 | 0.01 | 1.3347e-05 | 0 | 5.3387e-05 | 0.01 | 2.6694e-05 | 0 | 1.3347e-05 | 0 | 2.6694e-06 | 0
7.5 | 41 | 0 | 1 | 0 | 40 | 0.018388 | 0.46296 | 1.38 | 0.34234 | 1.0035e-05 | 18.6173 | 0 | 0 | 875.3554 | 480 | 0.009194 | 0.23148 | 0.17117 | 5.0173e-06 | 0.004597 | 0.11574 | 0.085584 | 2.5087e-06 | 0.0009194 | 0.023148 | 0.017117 | 5.0173e-07 | 8:04 | 0.0011206 | 0.11 | 0.00056031 | 0.06 | 0.00028015 | 0.03 | 5.6031e-05 | 0.01 | 0.00056031 | 0.06 | 0.00028015 | 0.03 | 0.00014008 | 0.01 | 2.8015e-05 | 0 | 0.00028015 | 0.03 | 0.00014008 | 0.01 | 7.0038e-05 | 0.01 | 1.4008e-05 | 0 | 5.6031e-05 | 0.01 | 2.8015e-05 | 0 | 1.4008e-05 | 0 | 2.8015e-06 | 0
7.5 | 41 | 0 | 1 | 0 | 40 | 0.018639 | 0.46296 | 1.38 | 0.34701 | 1.0172e-05 | 18.6173 | 0 | 0 | 880.7584 | 480 | 0.0093196 | 0.23148 | 0.17351 | 5.0859e-06 | 0.0046598 | 0.11574 | 0.086753 | 2.5429e-06 | 0.00093196 | 0.023148 | 0.017351 | 5.0859e-07 | 8:04 | 0.0011742 | 0.12 | 0.0005871 | 0.06 | 0.00029355 | 0.03 | 5.871e-05 | 0.01 | 0.0005871 | 0.06 | 0.00029355 | 0.03 | 0.00014678 | 0.01 | 2.9355e-05 | 0 | 0.00029355 | 0.03 | 0.00014678 | 0.01 | 7.3388e-05 | 0.01 | 1.4678e-05 | 0 | 5.871e-05 | 0.01 | 2.9355e-05 | 0 | 1.4678e-05 | 0 | 2.9355e-06 | 0
7.5 | 41 | 0 | 1 | 0 | 40 | 0.018881 | 0.46296 | 1.38 | 0.35151 | 1.0304e-05 | 18.6173 | 0 | 0 | 885.9518 | 480 | 0.0094404 | 0.23148 | 0.17576 | 5.1518e-06 | 0.0047202 | 0.11574 | 0.087878 | 2.5759e-06 | 0.00094404 | 0.023148 | 0.017576 | 5.1518e-07 | 8:05 | 0.0012285 | 0.12 | 0.00061424 | 0.06 | 0.00030712 | 0.03 | 6.1424e-05 | 0.01 | 0.00061424 | 0.06 | 0.00030712 | 0.03 | 0.00015356 | 0.02 | 3.0712e-05 | 0 | 0.00030712 | 0.03 | 0.00015356 | 0.02 | 7.678e-05 | 0.01 | 1.5356e-05 | 0 | 6.1424e-05 | 0.01 | 3.0712e-05 | 0 | 1.5356e-05 | 0 | 3.0712e-06 | 0
7.5 | 41 | 0 | 1 | 0 | 40 | 0.019113 | 0.46296 | 1.38 | 0.35583 | 1.043e-05 | 18.6173 | 0 | 0 | 890.9438 | 480 | 0.0095565 | 0.23148 | 0.17792 | 5.2152e-06 | 0.0047783 | 0.11574 | 0.088958 | 2.6076e-06 | 0.00095565 | 0.023148 | 0.017792 | 5.2152e-07 | 8:05 | 0.0012834 | 0.13 | 0.00064172 | 0.06 | 0.00032086 | 0.03 | 6.4172e-05 | 0.01 | 0.00064172 | 0.06 | 0.00032086 | 0.03 | 0.00016043 | 0.02 | 3.2086e-05 | 0 | 0.00032086 | 0.03 | 0.00016043 | 0.02 | 8.0215e-05 | 0.01 | 1.6043e-05 | 0 | 6.4172e-05 | 0.01 | 3.2086e-05 | 0 | 1.6043e-05 | 0 | 3.2086e-06 | 0
7.5 | 41 | 0 | 1 | 0 | 40 | 0.019336 | 0.46296 | 1.38 | 0.35999 | 1.0552e-05 | 18.6173 | 0 | 0 | 895.7422 | 480 | 0.0096681 | 0.23148 | 0.17999 | 5.276e-06 | 0.004834 | 0.11574 | 0.089997 | 2.638e-06 | 0.00096681 | 0.023148 | 0.017999 | 5.276e-07 | 8:05 | 0.001339 | 0.13 | 0.00066951 | 0.07 | 0.00033476 | 0.03 | 6.6951e-05 | 0.01 | 0.00066951 | 0.07 | 0.00033476 | 0.03 | 0.00016738 | 0.02 | 3.3476e-05 | 0 | 0.00033476 | 0.03 | 0.00016738 | 0.02 | 8.3689e-05 | 0.01 | 1.6738e-05 | 0 | 6.6951e-05 | 0.01 | 3.3476e-05 | 0 | 1.6738e-05 | 0 | 3.3476e-06 | 0
7.5 | 41 | 0 | 1 | 0 | 40 | 0.019551 | 0.46296 | 1.38 | 0.36398 | 1.0669e-05 | 18.6173 | 0 | 0 | 900.3544 | 480 | 0.0097753 | 0.23148 | 0.18199 | 5.3346e-06 | 0.0048877 | 0.11574 | 0.090995 | 2.6673e-06 | 0.00097753 | 0.023148 | 0.018199 | 5.3346e-07 | 8:05 | 0.0013952 | 0.14 | 0.00069762 | 0.07 | 0.00034881 | 0.03 | 6.9762e-05 | 0.01 | 0.00069762 | 0.07 | 0.00034881 | 0.03 | 0.0001744 | 0.02 | 3.4881e-05 | 0 | 0.00034881 | 0.03 | 0.0001744 | 0.02 | 8.7202e-05 | 0.01 | 1.744e-05 | 0 | 6.9762e-05 | 0.01 | 3.4881e-05 | 0 | 1.744e-05 | 0 | 3.4881e-06 | 0
7.5 | 41 | 0 | 1 | 0 | 40 | 0.019757 | 0.46296 | 1.38 | 0.36782 | 1.0782e-05 | 18.6173 | 0 | 0 | 904.7878 | 480 | 0.0098784 | 0.23148 | 0.18391 | 5.3908e-06 | 0.0049392 | 0.11574 | 0.091955 | 2.6954e-06 | 0.00098784 | 0.023148 | 0.018391 | 5.3908e-07 | 8:05 | 0.001452 | 0.15 | 0.00072602 | 0.07 | 0.00036301 | 0.04 | 7.2602e-05 | 0.01 | 0.00072602 | 0.07 | 0.00036301 | 0.04 | 0.0001815 | 0.02 | 3.6301e-05 | 0 | 0.00036301 | 0.04 | 0.0001815 | 0.02 | 9.0752e-05 | 0.01 | 1.815e-05 | 0 | 7.2602e-05 | 0.01 | 3.6301e-05 | 0 | 1.815e-05 | 0 | 3.6301e-06 | 0
7.5 | 41 | 0 | 1 | 0 | 40 | 0.019955 | 0.46296 | 1.38 | 0.37151 | 1.089e-05 | 18.6173 | 0 | 0 | 909.0492 | 480 | 0.0099775 | 0.23148 | 0.18575 | 5.4449e-06 | 0.0049888 | 0.11574 | 0.092877 | 2.7225e-06 | 0.00099775 | 0.023148 | 0.018575 | 5.4449e-07 | 8:05 | 0.0015094 | 0.15 | 0.0007547 | 0.08 | 0.00037735 | 0.04 | 7.547e-05 | 0.01 | 0.0007547 | 0.08 | 0.00037735 | 0.04 | 0.00018868 | 0.02 | 3.7735e-05 | 0 | 0.00037735 | 0.04 | 0.00018868 | 0.02 | 9.4338e-05 | 0.01 | 1.8868e-05 | 0 | 7.547e-05 | 0.01 | 3.7735e-05 | 0 | 1.8868e-05 | 0 | 3.7735e-06 | 0
7.5 | 41 | 0 | 1 | 0 | 40 | 0.020146 | 0.46296 | 1.38 | 0.37506 | 1.0994e-05 | 18.6173 | 0 | 0 | 913.1453 | 480 | 0.010073 | 0.23148 | 0.18753 | 5.4969e-06 | 0.0050364 | 0.11574 | 0.093764 | 2.7484e-06 | 0.0010073 | 0.023148 | 0.018753 | 5.4969e-07 | 8:05 | 0.0015673 | 0.16 | 0.00078366 | 0.08 | 0.00039183 | 0.04 | 7.8366e-05 | 0.01 | 0.00078366 | 0.08 | 0.00039183 | 0.04 | 0.00019592 | 0.02 | 3.9183e-05 | 0 | 0.00039183 | 0.04 | 0.00019592 | 0.02 | 9.7958e-05 | 0.01 | 1.9592e-05 | 0 | 7.8366e-05 | 0.01 | 3.9183e-05 | 0 | 1.9592e-05 | 0 | 3.9183e-06 | 0
7.5 | 41 | 0 | 1 | 0 | 40 | 0.020329 | 0.46296 | 1.38 | 0.37847 | 1.1094e-05 | 18.6173 | 0 | 0 | 917.0826 | 480 | 0.010164 | 0.23148 | 0.18923 | 5.5469e-06 | 0.0050822 | 0.11574 | 0.094616 | 2.7734e-06 | 0.0010164 | 0.023148 | 0.018923 | 5.5469e-07 | 8:05 | 0.0016258 | 0.16 | 0.00081288 | 0.08 | 0.00040644 | 0.04 | 8.1288e-05 | 0.01 | 0.00081288 | 0.08 | 0.00040644 | 0.04 | 0.00020322 | 0.02 | 4.0644e-05 | 0 | 0.00040644 | 0.04 | 0.00020322 | 0.02 | 0.00010161 | 0.01 | 2.0322e-05 | 0 | 8.1288e-05 | 0.01 | 4.0644e-05 | 0 | 2.0322e-05 | 0 | 4.0644e-06 | 0
7.5 | 41 | 0 | 1 | 0 | 40 | 0.020505 | 0.46296 | 1.38 | 0.38174 | 1.119e-05 | 18.6173 | 0 | 0 | 920.8671 | 480 | 0.010252 | 0.23148 | 0.19087 | 5.5949e-06 | 0.0051262 | 0.11574 | 0.095436 | 2.7974e-06 | 0.0010252 | 0.023148 | 0.019087 | 5.5949e-07 | 8:06 | 0.0016847 | 0.17 | 0.00084236 | 0.08 | 0.00042118 | 0.04 | 8.4236e-05 | 0.01 | 0.00084236 | 0.08 | 0.00042118 | 0.04 | 0.00021059 | 0.02 | 4.2118e-05 | 0 | 0.00042118 | 0.04 | 0.00021059 | 0.02 | 0.00010529 | 0.01 | 2.1059e-05 | 0 | 8.4236e-05 | 0.01 | 4.2118e-05 | 0 | 2.1059e-05 | 0 | 4.2118e-06 | 0
7.5 | 41 | 0 | 1 | 0 | 40 | 0.020674 | 0.46296 | 1.38 | 0.38489 | 1.1282e-05 | 18.6173 | 0 | 0 | 924.5049 | 480 | 0.010337 | 0.23148 | 0.19245 | 5.641e-06 | 0.0051685 | 0.11574 | 0.096223 | 2.8205e-06 | 0.0010337 | 0.023148 | 0.019245 | 5.641e-07 | 8:06 | 0.0017442 | 0.17 | 0.00087208 | 0.09 | 0.00043604 | 0.04 | 8.7208e-05 | 0.01 | 0.00087208 | 0.09 | 0.00043604 | 0.04 | 0.00021802 | 0.02 | 4.3604e-05 | 0 | 0.00043604 | 0.04 | 0.00021802 | 0.02 | 0.00010901 | 0.01 | 2.1802e-05 | 0 | 8.7208e-05 | 0.01 | 4.3604e-05 | 0 | 2.1802e-05 | 0 | 4.3604e-06 | 0
7.5 | 41 | 0 | 1 | 0 | 40 | 0.020837 | 0.46296 | 1.38 | 0.38792 | 1.1371e-05 | 18.6173 | 0 | 0 | 928.0016 | 480 | 0.010418 | 0.23148 | 0.19396 | 5.6854e-06 | 0.0052091 | 0.11574 | 0.09698 | 2.8427e-06 | 0.0010418 | 0.023148 | 0.019396 | 5.6854e-07 | 8:06 | 0.0018041 | 0.18 | 0.00090203 | 0.09 | 0.00045102 | 0.05 | 9.0203e-05 | 0.01 | 0.00090203 | 0.09 | 0.00045102 | 0.05 | 0.00022551 | 0.02 | 4.5102e-05 | 0 | 0.00045102 | 0.05 | 0.00022551 | 0.02 | 0.00011275 | 0.01 | 2.2551e-05 | 0 | 9.0203e-05 | 0.01 | 4.5102e-05 | 0 | 2.2551e-05 | 0 | 4.5102e-06 | 0
7.5 | 41 | 0 | 1 | 0 | 40 | 0.020993 | 0.46296 | 1.38 | 0.39083 | 1.1456e-05 | 18.6173 | 0 | 0 | 931.3626 | 480 | 0.010496 | 0.23148 | 0.19542 | 5.7281e-06 | 0.0052482 | 0.11574 | 0.097708 | 2.864e-06 | 0.0010496 | 0.023148 | 0.019542 | 5.7281e-07 | 8:06 | 0.0018644 | 0.19 | 0.00093221 | 0.09 | 0.0004661 | 0.05 | 9.3221e-05 | 0.01 | 0.00093221 | 0.09 | 0.0004661 | 0.05 | 0.00023305 | 0.02 | 4.661e-05 | 0 | 0.0004661 | 0.05 | 0.00023305 | 0.02 | 0.00011653 | 0.01 | 2.3305e-05 | 0 | 9.3221e-05 | 0.01 | 4.661e-05 | 0 | 2.3305e-05 | 0 | 4.661e-06 | 0
7.5 | 41 | 0 | 1 | 0 | 40 | 0.021143 | 0.46296 | 1.38 | 0.39363 | 1.1538e-05 | 18.6173 | 0 | 0 | 934.5933 | 480 | 0.010572 | 0.23148 | 0.19681 | 5.7691e-06 | 0.0052858 | 0.11574 | 0.098407 | 2.8845e-06 | 0.0010572 | 0.023148 | 0.019681 | 5.7691e-07 | 8:06 | 0.0019252 | 0.19 | 0.0009626 | 0.1 | 0.0004813 | 0.05 | 9.626e-05 | 0.01 | 0.0009626 | 0.1 | 0.0004813 | 0.05 | 0.00024065 | 0.02 | 4.813e-05 | 0 | 0.0004813 | 0.05 | 0.00024065 | 0.02 | 0.00012033 | 0.01 | 2.4065e-05 | 0 | 9.626e-05 | 0.01 | 4.813e-05 | 0 | 2.4065e-05 | 0 | 4.813e-06 | 0
7.5 | 41 | 0 | 1 | 0 | 40 | 0.021287 | 0.46296 | 1.38 | 0.39632 | 1.1617e-05 | 18.6173 | 0 | 0 | 937.6987 | 480 | 0.010644 | 0.23148 | 0.19816 | 5.8085e-06 | 0.0053219 | 0.11574 | 0.099079 | 2.9042e-06 | 0.0010644 | 0.023148 | 0.019816 | 5.8085e-07 | 8:06 | 0.0019864 | 0.2 | 0.0009932 | 0.1 | 0.0004966 | 0.05 | 9.932e-05 | 0.01 | 0.0009932 | 0.1 | 0.0004966 | 0.05 | 0.0002483 | 0.02 | 4.966e-05 | 0 | 0.0004966 | 0.05 | 0.0002483 | 0.02 | 0.00012415 | 0.01 | 2.483e-05 | 0 | 9.932e-05 | 0.01 | 4.966e-05 | 0 | 2.483e-05 | 0 | 4.966e-06 | 0
7.5 | 41 | 0 | 1 | 0 | 40 | 0.021426 | 0.46296 | 1.38 | 0.3989 | 1.1693e-05 | 18.6173 | 0 | 0 | 940.6836 | 480 | 0.010713 | 0.23148 | 0.19945 | 5.8464e-06 | 0.0053566 | 0.11574 | 0.099725 | 2.9232e-06 | 0.0010713 | 0.023148 | 0.019945 | 5.8464e-07 | 8:06 | 0.002048 | 0.2 | 0.001024 | 0.1 | 0.000512 | 0.05 | 0.0001024 | 0.01 | 0.001024 | 0.1 | 0.000512 | 0.05 | 0.000256 | 0.03 | 5.12e-05 | 0.01 | 0.000512 | 0.05 | 0.000256 | 0.03 | 0.000128 | 0.01 | 2.56e-05 | 0 | 0.0001024 | 0.01 | 5.12e-05 | 0.01 | 2.56e-05 | 0 | 5.12e-06 | 0
7.5 | 41 | 0 | 1 | 0 | 40 | 0.02156 | 0.46296 | 1.38 | 0.40138 | 1.1766e-05 | 18.6173 | 0 | 0 | 943.5527 | 480 | 0.01078 | 0.23148 | 0.20069 | 5.8828e-06 | 0.0053899 | 0.11574 | 0.10035 | 2.9414e-06 | 0.001078 | 0.023148 | 0.020069 | 5.8828e-07 | 8:06 | 0.00211 | 0.21 | 0.001055 | 0.11 | 0.0005275 | 0.05 | 0.0001055 | 0.01 | 0.001055 | 0.11 | 0.0005275 | 0.05 | 0.00026375 | 0.03 | 5.275e-05 | 0.01 | 0.0005275 | 0.05 | 0.00026375 | 0.03 | 0.00013187 | 0.01 | 2.6375e-05 | 0 | 0.0001055 | 0.01 | 5.275e-05 | 0.01 | 2.6375e-05 | 0 | 5.275e-06 | 0
7.5 | 41 | 0 | 1 | 0 | 40 | 0.021688 | 0.46296 | 1.38 | 0.40377 | 1.1836e-05 | 18.6173 | 0 | 0 | 946.3106 | 480 | 0.010844 | 0.23148 | 0.20189 | 5.9178e-06 | 0.005422 | 0.11574 | 0.10094 | 2.9589e-06 | 0.0010844 | 0.023148 | 0.020189 | 5.9178e-07 | 8:07 | 0.0021723 | 0.22 | 0.0010862 | 0.11 | 0.00054309 | 0.05 | 0.00010862 | 0.01 | 0.0010862 | 0.11 | 0.00054309 | 0.05 | 0.00027154 | 0.03 | 5.4309e-05 | 0.01 | 0.00054309 | 0.05 | 0.00027154 | 0.03 | 0.00013577 | 0.01 | 2.7154e-05 | 0 | 0.00010862 | 0.01 | 5.4309e-05 | 0.01 | 2.7154e-05 | 0 | 5.4309e-06 | 0
7.5 | 41 | 0 | 1 | 0 | 40 | 0.021811 | 0.46296 | 1.38 | 0.40607 | 1.1903e-05 | 18.6173 | 0 | 0 | 948.9615 | 480 | 0.010906 | 0.23148 | 0.20303 | 5.9514e-06 | 0.0054528 | 0.11574 | 0.10152 | 2.9757e-06 | 0.0010906 | 0.023148 | 0.020303 | 5.9514e-07 | 8:07 | 0.002235 | 0.22 | 0.0011175 | 0.11 | 0.00055876 | 0.06 | 0.00011175 | 0.01 | 0.0011175 | 0.11 | 0.00055876 | 0.06 | 0.00027938 | 0.03 | 5.5876e-05 | 0.01 | 0.00055876 | 0.06 | 0.00027938 | 0.03 | 0.00013969 | 0.01 | 2.7938e-05 | 0 | 0.00011175 | 0.01 | 5.5876e-05 | 0.01 | 2.7938e-05 | 0 | 5.5876e-06 | 0
7.5 | 41 | 0 | 1 | 0 | 40 | 0.02193 | 0.46296 | 1.38 | 0.40827 | 1.1967e-05 | 18.6173 | 0 | 0 | 951.5096 | 480 | 0.010965 | 0.23148 | 0.20414 | 5.9837e-06 | 0.0054825 | 0.11574 | 0.10207 | 2.9919e-06 | 0.0010965 | 0.023148 | 0.020414 | 5.9837e-07 | 8:07 | 0.0022981 | 0.23 | 0.001149 | 0.11 | 0.00057452 | 0.06 | 0.0001149 | 0.01 | 0.001149 | 0.11 | 0.00057452 | 0.06 | 0.00028726 | 0.03 | 5.7452e-05 | 0.01 | 0.00057452 | 0.06 | 0.00028726 | 0.03 | 0.00014363 | 0.01 | 2.8726e-05 | 0 | 0.0001149 | 0.01 | 5.7452e-05 | 0.01 | 2.8726e-05 | 0 | 5.7452e-06 | 0
7.5 | 41 | 0 | 1 | 0 | 40 | 0.022044 | 0.46296 | 1.38 | 0.4104 | 1.203e-05 | 18.6173 | 0 | 0 | 953.9589 | 480 | 0.011022 | 0.23148 | 0.2052 | 6.0148e-06 | 0.0055109 | 0.11574 | 0.1026 | 3.0074e-06 | 0.0011022 | 0.023148 | 0.02052 | 6.0148e-07 | 8:07 | 0.0023615 | 0.24 | 0.0011807 | 0.12 | 0.00059037 | 0.06 | 0.00011807 | 0.01 | 0.0011807 | 0.12 | 0.00059037 | 0.06 | 0.00029518 | 0.03 | 5.9037e-05 | 0.01 | 0.00059037 | 0.06 | 0.00029518 | 0.03 | 0.00014759 | 0.01 | 2.9518e-05 | 0 | 0.00011807 | 0.01 | 5.9037e-05 | 0.01 | 2.9518e-05 | 0 | 5.9037e-06 | 0
7.5 | 41 | 0 | 1 | 0 | 40 | 0.022153 | 0.46296 | 1.38 | 0.41243 | 1.2089e-05 | 18.6173 | 0 | 0 | 956.3131 | 480 | 0.011077 | 0.23148 | 0.20622 | 6.0447e-06 | 0.0055383 | 0.11574 | 0.10311 | 3.0223e-06 | 0.0011077 | 0.023148 | 0.020622 | 6.0447e-07 | 8:07 | 0.0024252 | 0.24 | 0.0012126 | 0.12 | 0.00060629 | 0.06 | 0.00012126 | 0.01 | 0.0012126 | 0.12 | 0.00060629 | 0.06 | 0.00030315 | 0.03 | 6.0629e-05 | 0.01 | 0.00060629 | 0.06 | 0.00030315 | 0.03 | 0.00015157 | 0.02 | 3.0315e-05 | 0 | 0.00012126 | 0.01 | 6.0629e-05 | 0.01 | 3.0315e-05 | 0 | 6.0629e-06 | 0
7.5 | 41 | 0 | 1 | 0 | 40 | 0.022258 | 0.46296 | 1.38 | 0.41439 | 1.2147e-05 | 18.6173 | 0 | 0 | 958.5761 | 480 | 0.011129 | 0.23148 | 0.2072 | 6.0734e-06 | 0.0055646 | 0.11574 | 0.1036 | 3.0367e-06 | 0.0011129 | 0.023148 | 0.02072 | 6.0734e-07 | 8:07 | 0.0024892 | 0.25 | 0.0012446 | 0.12 | 0.00062229 | 0.06 | 0.00012446 | 0.01 | 0.0012446 | 0.12 | 0.00062229 | 0.06 | 0.00031114 | 0.03 | 6.2229e-05 | 0.01 | 0.00062229 | 0.06 | 0.00031114 | 0.03 | 0.00015557 | 0.02 | 3.1114e-05 | 0 | 0.00012446 | 0.01 | 6.2229e-05 | 0.01 | 3.1114e-05 | 0 | 6.2229e-06 | 0
7.5 | 41 | 0 | 1 | 0 | 40 | 0.02236 | 0.46296 | 1.38 | 0.41628 | 1.2202e-05 | 18.6173 | 0 | 0 | 960.7512 | 480 | 0.01118 | 0.23148 | 0.20814 | 6.101e-06 | 0.0055899 | 0.11574 | 0.10407 | 3.0505e-06 | 0.001118 | 0.023148 | 0.020814 | 6.101e-07 | 8:07 | 0.0025534 | 0.26 | 0.0012767 | 0.13 | 0.00063836 | 0.06 | 0.00012767 | 0.01 | 0.0012767 | 0.13 | 0.00063836 | 0.06 | 0.00031918 | 0.03 | 6.3836e-05 | 0.01 | 0.00063836 | 0.06 | 0.00031918 | 0.03 | 0.00015959 | 0.02 | 3.1918e-05 | 0 | 0.00012767 | 0.01 | 6.3836e-05 | 0.01 | 3.1918e-05 | 0 | 6.3836e-06 | 0
7.5 | 41 | 0 | 1 | 0 | 40 | 0.022457 | 0.46296 | 1.38 | 0.41809 | 1.2255e-05 | 18.6173 | 0 | 0 | 962.842 | 480 | 0.011228 | 0.23148 | 0.20904 | 6.1276e-06 | 0.0056142 | 0.11574 | 0.10452 | 3.0638e-06 | 0.0011228 | 0.023148 | 0.020904 | 6.1276e-07 | 8:07 | 0.002618 | 0.26 | 0.001309 | 0.13 | 0.0006545 | 0.07 | 0.0001309 | 0.01 | 0.001309 | 0.13 | 0.0006545 | 0.07 | 0.00032725 | 0.03 | 6.545e-05 | 0.01 | 0.0006545 | 0.07 | 0.00032725 | 0.03 | 0.00016363 | 0.02 | 3.2725e-05 | 0 | 0.0001309 | 0.01 | 6.545e-05 | 0.01 | 3.2725e-05 | 0 | 6.545e-06 | 0
7.5 | 41 | 0 | 1 | 0 | 40 | 0.02255 | 0.46296 | 1.38 | 0.41983 | 1.2306e-05 | 18.6173 | 0 | 0 | 964.8518 | 480 | 0.011275 | 0.23148 | 0.20991 | 6.1531e-06 | 0.0056376 | 0.11574 | 0.10496 | 3.0765e-06 | 0.0011275 | 0.023148 | 0.020991 | 6.1531e-07 | 8:08 | 0.0026828 | 0.27 | 0.0013414 | 0.13 | 0.00067071 | 0.07 | 0.00013414 | 0.01 | 0.0013414 | 0.13 | 0.00067071 | 0.07 | 0.00033535 | 0.03 | 6.7071e-05 | 0.01 | 0.00067071 | 0.07 | 0.00033535 | 0.03 | 0.00016768 | 0.02 | 3.3535e-05 | 0 | 0.00013414 | 0.01 | 6.7071e-05 | 0.01 | 3.3535e-05 | 0 | 6.7071e-06 | 0
7.5 | 41 | 0 | 1 | 0 | 40 | 0.02264 | 0.46296 | 1.38 | 0.4215 | 1.2355e-05 | 18.6173 | 0 | 0 | 966.7835 | 480 | 0.01132 | 0.23148 | 0.21075 | 6.1776e-06 | 0.00566 | 0.11574 | 0.10537 | 3.0888e-06 | 0.001132 | 0.023148 | 0.021075 | 6.1776e-07 | 8:08 | 0.0027479 | 0.27 | 0.001374 | 0.14 | 0.00068698 | 0.07 | 0.0001374 | 0.01 | 0.001374 | 0.14 | 0.00068698 | 0.07 | 0.00034349 | 0.03 | 6.8698e-05 | 0.01 | 0.00068698 | 0.07 | 0.00034349 | 0.03 | 0.00017175 | 0.02 | 3.4349e-05 | 0 | 0.0001374 | 0.01 | 6.8698e-05 | 0.01 | 3.4349e-05 | 0 | 6.8698e-06 | 0
7.5 | 41 | 0 | 1 | 0 | 40 | 0.022727 | 0.46296 | 1.38 | 0.42311 | 1.2402e-05 | 18.6173 | 0 | 0 | 968.6404 | 480 | 0.011363 | 0.23148 | 0.21155 | 6.2011e-06 | 0.0056816 | 0.11574 | 0.10578 | 3.1006e-06 | 0.0011363 | 0.023148 | 0.021155 | 6.2011e-07 | 8:08 | 0.0028133 | 0.28 | 0.0014066 | 0.14 | 0.00070332 | 0.07 | 0.00014066 | 0.01 | 0.0014066 | 0.14 | 0.00070332 | 0.07 | 0.00035166 | 0.04 | 7.0332e-05 | 0.01 | 0.00070332 | 0.07 | 0.00035166 | 0.04 | 0.00017583 | 0.02 | 3.5166e-05 | 0 | 0.00014066 | 0.01 | 7.0332e-05 | 0.01 | 3.5166e-05 | 0 | 7.0332e-06 | 0
7.5 | 41 | 0 | 1 | 0 | 40 | 0.02281 | 0.46296 | 1.38 | 0.42465 | 1.2448e-05 | 18.6173 | 0 | 0 | 970.4252 | 480 | 0.011405 | 0.23148 | 0.21233 | 6.2238e-06 | 0.0057024 | 0.11574 | 0.10616 | 3.1119e-06 | 0.0011405 | 0.023148 | 0.021233 | 6.2238e-07 | 8:08 | 0.0028788 | 0.29 | 0.0014394 | 0.14 | 0.00071971 | 0.07 | 0.00014394 | 0.01 | 0.0014394 | 0.14 | 0.00071971 | 0.07 | 0.00035986 | 0.04 | 7.1971e-05 | 0.01 | 0.00071971 | 0.07 | 0.00035986 | 0.04 | 0.00017993 | 0.02 | 3.5986e-05 | 0 | 0.00014394 | 0.01 | 7.1971e-05 | 0.01 | 3.5986e-05 | 0 | 7.1971e-06 | 0
7.5 | 41 | 0 | 1 | 0 | 40 | 0.022889 | 0.46296 | 1.38 | 0.42614 | 1.2491e-05 | 18.6173 | 0 | 0 | 972.1408 | 480 | 0.011445 | 0.23148 | 0.21307 | 6.2456e-06 | 0.0057223 | 0.11574 | 0.10653 | 3.1228e-06 | 0.0011445 | 0.023148 | 0.021307 | 6.2456e-07 | 8:08 | 0.0029446 | 0.29 | 0.0014723 | 0.15 | 0.00073616 | 0.07 | 0.00014723 | 0.01 | 0.0014723 | 0.15 | 0.00073616 | 0.07 | 0.00036808 | 0.04 | 7.3616e-05 | 0.01 | 0.00073616 | 0.07 | 0.00036808 | 0.04 | 0.00018404 | 0.02 | 3.6808e-05 | 0 | 0.00014723 | 0.01 | 7.3616e-05 | 0.01 | 3.6808e-05 | 0 | 7.3616e-06 | 0
7.5 | 41 | 0 | 1 | 0 | 40 | 0.022966 | 0.46296 | 1.38 | 0.42757 | 1.2533e-05 | 18.6173 | 0 | 0 | 973.7898 | 480 | 0.011483 | 0.23148 | 0.21378 | 6.2665e-06 | 0.0057415 | 0.11574 | 0.10689 | 3.1332e-06 | 0.0011483 | 0.023148 | 0.021378 | 6.2665e-07 | 8:08 | 0.0030107 | 0.3 | 0.0015053 | 0.15 | 0.00075267 | 0.08 | 0.00015053 | 0.02 | 0.0015053 | 0.15 | 0.00075267 | 0.08 | 0.00037633 | 0.04 | 7.5267e-05 | 0.01 | 0.00075267 | 0.08 | 0.00037633 | 0.04 | 0.00018817 | 0.02 | 3.7633e-05 | 0 | 0.00015053 | 0.02 | 7.5267e-05 | 0.01 | 3.7633e-05 | 0 | 7.5267e-06 | 0
7.5 | 41 | 0 | 1 | 0 | 40 | 0.02304 | 0.46296 | 1.38 | 0.42894 | 1.2573e-05 | 18.6173 | 0 | 0 | 975.3749 | 480 | 0.01152 | 0.23148 | 0.21447 | 6.2866e-06 | 0.0057599 | 0.11574 | 0.10723 | 3.1433e-06 | 0.001152 | 0.023148 | 0.021447 | 6.2866e-07 | 8:08 | 0.0030769 | 0.31 | 0.0015385 | 0.15 | 0.00076923 | 0.08 | 0.00015385 | 0.02 | 0.0015385 | 0.15 | 0.00076923 | 0.08 | 0.00038461 | 0.04 | 7.6923e-05 | 0.01 | 0.00076923 | 0.08 | 0.00038461 | 0.04 | 0.00019231 | 0.02 | 3.8461e-05 | 0 | 0.00015385 | 0.02 | 7.6923e-05 | 0.01 | 3.8461e-05 | 0 | 7.6923e-06 | 0
7.5 | 41 | 0 | 1 | 0 | 40 | 0.023111 | 0.46296 | 1.38 | 0.43026 | 1.2612e-05 | 18.6173 | 0 | 0 | 976.8985 | 480 | 0.011555 | 0.23148 | 0.21513 | 6.3059e-06 | 0.0057776 | 0.11574 | 0.10756 | 3.153e-06 | 0.0011555 | 0.023148 | 0.021513 | 6.3059e-07 | 8:08 | 0.0031434 | 0.31 | 0.0015717 | 0.16 | 0.00078584 | 0.08 | 0.00015717 | 0.02 | 0.0015717 | 0.16 | 0.00078584 | 0.08 | 0.00039292 | 0.04 | 7.8584e-05 | 0.01 | 0.00078584 | 0.08 | 0.00039292 | 0.04 | 0.00019646 | 0.02 | 3.9292e-05 | 0 | 0.00015717 | 0.02 | 7.8584e-05 | 0.01 | 3.9292e-05 | 0 | 7.8584e-06 | 0
7.5 | 41 | 0 | 1 | 0 | 40 | 0.023179 | 0.46296 | 1.38 | 0.43153 | 1.2649e-05 | 18.6173 | 0 | 0 | 978.3631 | 480 | 0.011589 | 0.23148 | 0.21576 | 6.3245e-06 | 0.0057947 | 0.11574 | 0.10788 | 3.1623e-06 | 0.0011589 | 0.023148 | 0.021576 | 6.3245e-07 | 8:09 | 0.00321 | 0.32 | 0.001605 | 0.16 | 0.0008025 | 0.08 | 0.0001605 | 0.02 | 0.001605 | 0.16 | 0.0008025 | 0.08 | 0.00040125 | 0.04 | 8.025e-05 | 0.01 | 0.0008025 | 0.08 | 0.00040125 | 0.04 | 0.00020062 | 0.02 | 4.0125e-05 | 0 | 0.0001605 | 0.02 | 8.025e-05 | 0.01 | 4.0125e-05 | 0 | 8.025e-06 | 0
7.5 | 41 | 0 | 1 | 0 | 40 | 0.023244 | 0.46296 | 1.38 | 0.43274 | 1.2685e-05 | 18.6173 | 0 | 0 | 979.7708 | 480 | 0.011622 | 0.23148 | 0.21637 | 6.3424e-06 | 0.005811 | 0.11574 | 0.10819 | 3.1712e-06 | 0.0011622 | 0.023148 | 0.021637 | 6.3424e-07 | 8:09 | 0.0032768 | 0.33 | 0.0016384 | 0.16 | 0.00081921 | 0.08 | 0.00016384 | 0.02 | 0.0016384 | 0.16 | 0.00081921 | 0.08 | 0.0004096 | 0.04 | 8.1921e-05 | 0.01 | 0.00081921 | 0.08 | 0.0004096 | 0.04 | 0.0002048 | 0.02 | 4.096e-05 | 0 | 0.00016384 | 0.02 | 8.1921e-05 | 0.01 | 4.096e-05 | 0 | 8.1921e-06 | 0
7.5 | 41 | 0 | 1 | 0 | 40 | 0.023307 | 0.46296 | 1.38 | 0.43392 | 1.2719e-05 | 18.6173 | 0 | 0 | 981.1239 | 480 | 0.011654 | 0.23148 | 0.21696 | 6.3595e-06 | 0.0058268 | 0.11574 | 0.10848 | 3.1798e-06 | 0.0011654 | 0.023148 | 0.021696 | 6.3595e-07 | 8:09 | 0.0033438 | 0.33 | 0.0016719 | 0.17 | 0.00083596 | 0.08 | 0.00016719 | 0.02 | 0.0016719 | 0.17 | 0.00083596 | 0.08 | 0.00041798 | 0.04 | 8.3596e-05 | 0.01 | 0.00083596 | 0.08 | 0.00041798 | 0.04 | 0.00020899 | 0.02 | 4.1798e-05 | 0 | 0.00016719 | 0.02 | 8.3596e-05 | 0.01 | 4.1798e-05 | 0 | 8.3596e-06 | 0
7.5 | 41 | 0 | 1 | 0 | 40 | 0.023368 | 0.46296 | 1.38 | 0.43504 | 1.2752e-05 | 18.6173 | 0 | 0 | 982.4245 | 480 | 0.011684 | 0.23148 | 0.21752 | 6.3761e-06 | 0.0058419 | 0.11574 | 0.10876 | 3.188e-06 | 0.0011684 | 0.023148 | 0.021752 | 6.3761e-07 | 8:09 | 0.003411 | 0.34 | 0.0017055 | 0.17 | 0.00085275 | 0.09 | 0.00017055 | 0.02 | 0.0017055 | 0.17 | 0.00085275 | 0.09 | 0.00042638 | 0.04 | 8.5275e-05 | 0.01 | 0.00085275 | 0.09 | 0.00042638 | 0.04 | 0.00021319 | 0.02 | 4.2638e-05 | 0 | 0.00017055 | 0.02 | 8.5275e-05 | 0.01 | 4.2638e-05 | 0 | 8.5275e-06 | 0
7.5 | 41 | 0 | 1 | 0 | 40 | 0.023426 | 0.46296 | 1.38 | 0.43612 | 1.2784e-05 | 18.6173 | 0 | 0 | 983.6747 | 480 | 0.011713 | 0.23148 | 0.21806 | 6.3919e-06 | 0.0058564 | 0.11574 | 0.10903 | 3.196e-06 | 0.0011713 | 0.023148 | 0.021806 | 6.3919e-07 | 8:09 | 0.0034784 | 0.35 | 0.0017392 | 0.17 | 0.00086959 | 0.09 | 0.00017392 | 0.02 | 0.0017392 | 0.17 | 0.00086959 | 0.09 | 0.0004348 | 0.04 | 8.6959e-05 | 0.01 | 0.00086959 | 0.09 | 0.0004348 | 0.04 | 0.0002174 | 0.02 | 4.348e-05 | 0 | 0.00017392 | 0.02 | 8.6959e-05 | 0.01 | 4.348e-05 | 0 | 8.6959e-06 | 0
7.5 | 41 | 0 | 1 | 0 | 40 | 0.023482 | 0.46296 | 1.38 | 0.43716 | 1.2814e-05 | 18.6173 | 0 | 0 | 984.8764 | 480 | 0.011741 | 0.23148 | 0.21858 | 6.4072e-06 | 0.0058704 | 0.11574 | 0.10929 | 3.2036e-06 | 0.0011741 | 0.023148 | 0.021858 | 6.4072e-07 | 8:09 | 0.0035459 | 0.35 | 0.0017729 | 0.18 | 0.00088647 | 0.09 | 0.00017729 | 0.02 | 0.0017729 | 0.18 | 0.00088647 | 0.09 | 0.00044323 | 0.04 | 8.8647e-05 | 0.01 | 0.00088647 | 0.09 | 0.00044323 | 0.04 | 0.00022162 | 0.02 | 4.4323e-05 | 0 | 0.00017729 | 0.02 | 8.8647e-05 | 0.01 | 4.4323e-05 | 0 | 8.8647e-06 | 0
7.5 | 41 | 0 | 1 | 0 | 40 | 0.023535 | 0.46296 | 1.38 | 0.43816 | 1.2844e-05 | 18.6173 | 0 | 0 | 986.0315 | 480 | 0.011768 | 0.23148 | 0.21908 | 6.4218e-06 | 0.0058838 | 0.11574 | 0.10954 | 3.2109e-06 | 0.0011768 | 0.023148 | 0.021908 | 6.4218e-07 | 8:09 | 0.0036135 | 0.36 | 0.0018068 | 0.18 | 0.00090338 | 0.09 | 0.00018068 | 0.02 | 0.0018068 | 0.18 | 0.00090338 | 0.09 | 0.00045169 | 0.05 | 9.0338e-05 | 0.01 | 0.00090338 | 0.09 | 0.00045169 | 0.05 | 0.00022585 | 0.02 | 4.5169e-05 | 0 | 0.00018068 | 0.02 | 9.0338e-05 | 0.01 | 4.5169e-05 | 0 | 9.0338e-06 | 0
7.5 | 41 | 0 | 1 | 0 | 40 | 0.023587 | 0.46296 | 1.38 | 0.43913 | 1.2872e-05 | 18.6173 | 0 | 0 | 987.1418 | 480 | 0.011793 | 0.23148 | 0.21956 | 6.4359e-06 | 0.0058967 | 0.11574 | 0.10978 | 3.218e-06 | 0.0011793 | 0.023148 | 0.021956 | 6.4359e-07 | 8:09 | 0.0036814 | 0.37 | 0.0018407 | 0.18 | 0.00092034 | 0.09 | 0.00018407 | 0.02 | 0.0018407 | 0.18 | 0.00092034 | 0.09 | 0.00046017 | 0.05 | 9.2034e-05 | 0.01 | 0.00092034 | 0.09 | 0.00046017 | 0.05 | 0.00023008 | 0.02 | 4.6017e-05 | 0 | 0.00018407 | 0.02 | 9.2034e-05 | 0.01 | 4.6017e-05 | 0 | 9.2034e-06 | 0
7.5 | 41 | 0 | 1 | 0 | 40 | 0.023637 | 0.46296 | 1.38 | 0.44005 | 1.2899e-05 | 18.6173 | 0 | 0 | 988.209 | 480 | 0.011818 | 0.23148 | 0.22003 | 6.4495e-06 | 0.0059092 | 0.11574 | 0.11001 | 3.2247e-06 | 0.0011818 | 0.023148 | 0.022003 | 6.4495e-07 | 8:10 | 0.0037493 | 0.37 | 0.0018747 | 0.19 | 0.00093733 | 0.09 | 0.00018747 | 0.02 | 0.0018747 | 0.19 | 0.00093733 | 0.09 | 0.00046866 | 0.05 | 9.3733e-05 | 0.01 | 0.00093733 | 0.09 | 0.00046866 | 0.05 | 0.00023433 | 0.02 | 4.6866e-05 | 0 | 0.00018747 | 0.02 | 9.3733e-05 | 0.01 | 4.6866e-05 | 0 | 9.3733e-06 | 0
7.5 | 41 | 0 | 1 | 0 | 40 | 0.023684 | 0.46296 | 1.38 | 0.44094 | 1.2925e-05 | 18.6173 | 0 | 0 | 989.2348 | 480 | 0.011842 | 0.23148 | 0.22047 | 6.4625e-06 | 0.0059211 | 0.11574 | 0.11023 | 3.2312e-06 | 0.0011842 | 0.023148 | 0.022047 | 6.4625e-07 | 8:10 | 0.0038174 | 0.38 | 0.0019087 | 0.19 | 0.00095435 | 0.1 | 0.00019087 | 0.02 | 0.0019087 | 0.19 | 0.00095435 | 0.1 | 0.00047717 | 0.05 | 9.5435e-05 | 0.01 | 0.00095435 | 0.1 | 0.00047717 | 0.05 | 0.00023859 | 0.02 | 4.7717e-05 | 0 | 0.00019087 | 0.02 | 9.5435e-05 | 0.01 | 4.7717e-05 | 0 | 9.5435e-06 | 0
7.5 | 41 | 0 | 1 | 0 | 40 | 0.02373 | 0.46296 | 1.38 | 0.44179 | 1.295e-05 | 18.6173 | 0 | 0 | 990.2209 | 480 | 0.011865 | 0.23148 | 0.2209 | 6.475e-06 | 0.0059325 | 0.11574 | 0.11045 | 3.2375e-06 | 0.0011865 | 0.023148 | 0.02209 | 6.475e-07 | 8:10 | 0.0038856 | 0.39 | 0.0019428 | 0.19 | 0.00097141 | 0.1 | 0.00019428 | 0.02 | 0.0019428 | 0.19 | 0.00097141 | 0.1 | 0.0004857 | 0.05 | 9.7141e-05 | 0.01 | 0.00097141 | 0.1 | 0.0004857 | 0.05 | 0.00024285 | 0.02 | 4.857e-05 | 0 | 0.00019428 | 0.02 | 9.7141e-05 | 0.01 | 4.857e-05 | 0 | 9.7141e-06 | 0
7.5 | 41 | 0 | 1 | 0 | 40 | 0.023774 | 0.46296 | 1.38 | 0.44261 | 1.2974e-05 | 18.6173 | 0 | 0 | 991.1687 | 480 | 0.011887 | 0.23148 | 0.22131 | 6.487e-06 | 0.0059436 | 0.11574 | 0.11065 | 3.2435e-06 | 0.0011887 | 0.023148 | 0.022131 | 6.487e-07 | 8:10 | 0.003954 | 0.39 | 0.001977 | 0.2 | 0.00098849 | 0.1 | 0.0001977 | 0.02 | 0.001977 | 0.2 | 0.00098849 | 0.1 | 0.00049425 | 0.05 | 9.8849e-05 | 0.01 | 0.00098849 | 0.1 | 0.00049425 | 0.05 | 0.00024712 | 0.02 | 4.9425e-05 | 0 | 0.0001977 | 0.02 | 9.8849e-05 | 0.01 | 4.9425e-05 | 0 | 9.8849e-06 | 0
7.5 | 41 | 0 | 1 | 0 | 40 | 0.023817 | 0.46296 | 1.38 | 0.4434 | 1.2997e-05 | 18.6173 | 0 | 0 | 992.0797 | 480 | 0.011908 | 0.23148 | 0.2217 | 6.4986e-06 | 0.0059542 | 0.11574 | 0.11085 | 3.2493e-06 | 0.0011908 | 0.023148 | 0.02217 | 6.4986e-07 | 8:10 | 0.0040224 | 0.4 | 0.0020112 | 0.2 | 0.0010056 | 0.1 | 0.00020112 | 0.02 | 0.0020112 | 0.2 | 0.0010056 | 0.1 | 0.00050281 | 0.05 | 0.00010056 | 0.01 | 0.0010056 | 0.1 | 0.00050281 | 0.05 | 0.0002514 | 0.03 | 5.0281e-05 | 0.01 | 0.00020112 | 0.02 | 0.00010056 | 0.01 | 5.0281e-05 | 0.01 | 1.0056e-05 | 0
7.5 | 41 | 0 | 1 | 0 | 40 | 0.023857 | 0.46296 | 1.38 | 0.44416 | 1.3019e-05 | 18.6173 | 0 | 0 | 992.9554 | 480 | 0.011929 | 0.23148 | 0.22208 | 6.5097e-06 | 0.0059643 | 0.11574 | 0.11104 | 3.2548e-06 | 0.0011929 | 0.023148 | 0.022208 | 6.5097e-07 | 8:10 | 0.004091 | 0.41 | 0.0020455 | 0.2 | 0.0010228 | 0.1 | 0.00020455 | 0.02 | 0.0020455 | 0.2 | 0.0010228 | 0.1 | 0.00051138 | 0.05 | 0.00010228 | 0.01 | 0.0010228 | 0.1 | 0.00051138 | 0.05 | 0.00025569 | 0.03 | 5.1138e-05 | 0.01 | 0.00020455 | 0.02 | 0.00010228 | 0.01 | 5.1138e-05 | 0.01 | 1.0228e-05 | 0
7.5 | 41 | 0 | 1 | 0 | 40 | 0.023896 | 0.46296 | 1.38 | 0.44489 | 1.3041e-05 | 18.6173 | 0 | 0 | 993.7971 | 480 | 0.011948 | 0.23148 | 0.22244 | 6.5204e-06 | 0.0059741 | 0.11574 | 0.11122 | 3.2602e-06 | 0.0011948 | 0.023148 | 0.022244 | 6.5204e-07 | 8:10 | 0.0041597 | 0.42 | 0.0020799 | 0.21 | 0.0010399 | 0.1 | 0.00020799 | 0.02 | 0.0020799 | 0.21 | 0.0010399 | 0.1 | 0.00051997 | 0.05 | 0.00010399 | 0.01 | 0.0010399 | 0.1 | 0.00051997 | 0.05 | 0.00025998 | 0.03 | 5.1997e-05 | 0.01 | 0.00020799 | 0.02 | 0.00010399 | 0.01 | 5.1997e-05 | 0.01 | 1.0399e-05 | 0
7.5 | 41 | 0 | 1 | 0 | 40 | 0.023934 | 0.46296 | 1.38 | 0.44559 | 1.3061e-05 | 18.6173 | 0 | 0 | 994.6062 | 480 | 0.011967 | 0.23148 | 0.22279 | 6.5306e-06 | 0.0059835 | 0.11574 | 0.1114 | 3.2653e-06 | 0.0011967 | 0.023148 | 0.022279 | 6.5306e-07 | 8:10 | 0.0042285 | 0.42 | 0.0021143 | 0.21 | 0.0010571 | 0.11 | 0.00021143 | 0.02 | 0.0021143 | 0.21 | 0.0010571 | 0.11 | 0.00052857 | 0.05 | 0.00010571 | 0.01 | 0.0010571 | 0.11 | 0.00052857 | 0.05 | 0.00026428 | 0.03 | 5.2857e-05 | 0.01 | 0.00021143 | 0.02 | 0.00010571 | 0.01 | 5.2857e-05 | 0.01 | 1.0571e-05 | 0
7.5 | 41 | 0 | 1 | 0 | 40 | 0.02397 | 0.46296 | 1.38 | 0.44626 | 1.3081e-05 | 18.6173 | 0 | 0 | 995.3839 | 480 | 0.011985 | 0.23148 | 0.22313 | 6.5405e-06 | 0.0059926 | 0.11574 | 0.11157 | 3.2703e-06 | 0.0011985 | 0.023148 | 0.022313 | 6.5405e-07 | 8:11 | 0.0042975 | 0.43 | 0.0021487 | 0.21 | 0.0010744 | 0.11 | 0.00021487 | 0.02 | 0.0021487 | 0.21 | 0.0010744 | 0.11 | 0.00053718 | 0.05 | 0.00010744 | 0.01 | 0.0010744 | 0.11 | 0.00053718 | 0.05 | 0.00026859 | 0.03 | 5.3718e-05 | 0.01 | 0.00021487 | 0.02 | 0.00010744 | 0.01 | 5.3718e-05 | 0.01 | 1.0744e-05 | 0
7.5 | 41 | 0 | 1 | 0 | 40 | 0.024005 | 0.46296 | 1.38 | 0.44691 | 1.31e-05 | 18.6173 | 0 | 0 | 996.1315 | 480 | 0.012003 | 0.23148 | 0.22345 | 6.55e-06 | 0.0060013 | 0.11574 | 0.11173 | 3.275e-06 | 0.0012003 | 0.023148 | 0.022345 | 6.55e-07 | 8:11 | 0.0043665 | 0.44 | 0.0021832 | 0.22 | 0.0010916 | 0.11 | 0.00021832 | 0.02 | 0.0021832 | 0.22 | 0.0010916 | 0.11 | 0.00054581 | 0.05 | 0.00010916 | 0.01 | 0.0010916 | 0.11 | 0.00054581 | 0.05 | 0.0002729 | 0.03 | 5.4581e-05 | 0.01 | 0.00021832 | 0.02 | 0.00010916 | 0.01 | 5.4581e-05 | 0.01 | 1.0916e-05 | 0
7.5 | 41 | 0 | 1 | 0 | 40 | 0.024038 | 0.46296 | 1.38 | 0.44753 | 1.3118e-05 | 18.6173 | 0 | 0 | 996.85 | 480 | 0.012019 | 0.23148 | 0.22377 | 6.5591e-06 | 0.0060096 | 0.11574 | 0.11188 | 3.2796e-06 | 0.0012019 | 0.023148 | 0.022377 | 6.5591e-07 | 8:11 | 0.0044356 | 0.44 | 0.0022178 | 0.22 | 0.0011089 | 0.11 | 0.00022178 | 0.02 | 0.0022178 | 0.22 | 0.0011089 | 0.11 | 0.00055445 | 0.06 | 0.00011089 | 0.01 | 0.0011089 | 0.11 | 0.00055445 | 0.06 | 0.00027722 | 0.03 | 5.5445e-05 | 0.01 | 0.00022178 | 0.02 | 0.00011089 | 0.01 | 5.5445e-05 | 0.01 | 1.1089e-05 | 0
7.5 | 41 | 0 | 1 | 0 | 40 | 0.024071 | 0.46296 | 1.38 | 0.44813 | 1.3136e-05 | 18.6173 | 0 | 0 | 997.5407 | 480 | 0.012035 | 0.23148 | 0.22406 | 6.5679e-06 | 0.0060176 | 0.11574 | 0.11203 | 3.2839e-06 | 0.0012035 | 0.023148 | 0.022406 | 6.5679e-07 | 8:11 | 0.0045048 | 0.45 | 0.0022524 | 0.22 | 0.0011262 | 0.11 | 0.00022524 | 0.02 | 0.0022524 | 0.22 | 0.0011262 | 0.11 | 0.0005631 | 0.06 | 0.00011262 | 0.01 | 0.0011262 | 0.11 | 0.0005631 | 0.06 | 0.00028155 | 0.03 | 5.631e-05 | 0.01 | 0.00022524 | 0.02 | 0.00011262 | 0.01 | 5.631e-05 | 0.01 | 1.1262e-05 | 0
7.5 | 41 | 0 | 1 | 0 | 40 | 0.024101 | 0.46296 | 1.38 | 0.4487 | 1.3153e-05 | 18.6173 | 0 | 0 | 998.2046 | 480 | 0.012051 | 0.23148 | 0.22435 | 6.5763e-06 | 0.0060254 | 0.11574 | 0.11218 | 3.2881e-06 | 0.0012051 | 0.023148 | 0.022435 | 6.5763e-07 | 8:11 | 0.0045741 | 0.46 | 0.002287 | 0.23 | 0.0011435 | 0.11 | 0.0002287 | 0.02 | 0.002287 | 0.23 | 0.0011435 | 0.11 | 0.00057176 | 0.06 | 0.00011435 | 0.01 | 0.0011435 | 0.11 | 0.00057176 | 0.06 | 0.00028588 | 0.03 | 5.7176e-05 | 0.01 | 0.0002287 | 0.02 | 0.00011435 | 0.01 | 5.7176e-05 | 0.01 | 1.1435e-05 | 0
7.5 | 41 | 0 | 1 | 0 | 40 | 0.024131 | 0.46296 | 1.38 | 0.44926 | 1.3169e-05 | 18.6173 | 0 | 0 | 998.8427 | 480 | 0.012066 | 0.23148 | 0.22463 | 6.5844e-06 | 0.0060328 | 0.11574 | 0.11231 | 3.2922e-06 | 0.0012066 | 0.023148 | 0.022463 | 6.5844e-07 | 8:11 | 0.0046435 | 0.46 | 0.0023217 | 0.23 | 0.0011609 | 0.12 | 0.00023217 | 0.02 | 0.0023217 | 0.23 | 0.0011609 | 0.12 | 0.00058043 | 0.06 | 0.00011609 | 0.01 | 0.0011609 | 0.12 | 0.00058043 | 0.06 | 0.00029022 | 0.03 | 5.8043e-05 | 0.01 | 0.00023217 | 0.02 | 0.00011609 | 0.01 | 5.8043e-05 | 0.01 | 1.1609e-05 | 0
7.5 | 41 | 0 | 1 | 0 | 40 | 0.02416 | 0.46296 | 1.38 | 0.44979 | 1.3184e-05 | 18.6173 | 0 | 0 | 999.4561 | 480 | 0.01208 | 0.23148 | 0.22489 | 6.5922e-06 | 0.0060399 | 0.11574 | 0.11245 | 3.2961e-06 | 0.001208 | 0.023148 | 0.022489 | 6.5922e-07 | 8:11 | 0.0047129 | 0.47 | 0.0023565 | 0.24 | 0.0011782 | 0.12 | 0.00023565 | 0.02 | 0.0023565 | 0.24 | 0.0011782 | 0.12 | 0.00058911 | 0.06 | 0.00011782 | 0.01 | 0.0011782 | 0.12 | 0.00058911 | 0.06 | 0.00029456 | 0.03 | 5.8911e-05 | 0.01 | 0.00023565 | 0.02 | 0.00011782 | 0.01 | 5.8911e-05 | 0.01 | 1.1782e-05 | 0
7.5 | 41 | 0 | 1 | 0 | 40 | 0.024187 | 0.46296 | 1.38 | 0.4503 | 1.3199e-05 | 18.6173 | 0 | 0 | 1000.0457 | 480 | 0.012094 | 0.23148 | 0.22515 | 6.5997e-06 | 0.0060468 | 0.11574 | 0.11257 | 3.2998e-06 | 0.0012094 | 0.023148 | 0.022515 | 6.5997e-07 | 8:11 | 0.0047825 | 0.48 | 0.0023912 | 0.24 | 0.0011956 | 0.12 | 0.00023912 | 0.02 | 0.0023912 | 0.24 | 0.0011956 | 0.12 | 0.00059781 | 0.06 | 0.00011956 | 0.01 | 0.0011956 | 0.12 | 0.00059781 | 0.06 | 0.0002989 | 0.03 | 5.9781e-05 | 0.01 | 0.00023912 | 0.02 | 0.00011956 | 0.01 | 5.9781e-05 | 0.01 | 1.1956e-05 | 0
7.5 | 41 | 0 | 1 | 0 | 40 | 0.024213 | 0.46296 | 1.38 | 0.45079 | 1.3214e-05 | 18.6173 | 0 | 0 | 1000.6124 | 480 | 0.012107 | 0.23148 | 0.22539 | 6.6069e-06 | 0.0060534 | 0.11574 | 0.1127 | 3.3034e-06 | 0.0012107 | 0.023148 | 0.022539 | 6.6069e-07 | 8:12 | 0.0048521 | 0.48 | 0.002426 | 0.24 | 0.001213 | 0.12 | 0.0002426 | 0.02 | 0.002426 | 0.24 | 0.001213 | 0.12 | 0.00060651 | 0.06 | 0.0001213 | 0.01 | 0.001213 | 0.12 | 0.00060651 | 0.06 | 0.00030325 | 0.03 | 6.0651e-05 | 0.01 | 0.0002426 | 0.02 | 0.0001213 | 0.01 | 6.0651e-05 | 0.01 | 1.213e-05 | 0
7.5 | 41 | 0 | 1 | 0 | 40 | 0.024239 | 0.46296 | 1.38 | 0.45126 | 1.3228e-05 | 18.6173 | 0 | 0 | 1001.1572 | 480 | 0.012119 | 0.23148 | 0.22563 | 6.6138e-06 | 0.0060597 | 0.11574 | 0.11282 | 3.3069e-06 | 0.0012119 | 0.023148 | 0.022563 | 6.6138e-07 | 8:12 | 0.0049218 | 0.49 | 0.0024609 | 0.25 | 0.0012304 | 0.12 | 0.00024609 | 0.02 | 0.0024609 | 0.25 | 0.0012304 | 0.12 | 0.00061522 | 0.06 | 0.00012304 | 0.01 | 0.0012304 | 0.12 | 0.00061522 | 0.06 | 0.00030761 | 0.03 | 6.1522e-05 | 0.01 | 0.00024609 | 0.02 | 0.00012304 | 0.01 | 6.1522e-05 | 0.01 | 1.2304e-05 | 0
7.5 | 41 | 0 | 1 | 0 | 40 | 0.024263 | 0.46296 | 1.38 | 0.45171 | 1.3241e-05 | 18.6173 | 0 | 0 | 1001.6808 | 480 | 0.012132 | 0.23148 | 0.22586 | 6.6204e-06 | 0.0060658 | 0.11574 | 0.11293 | 3.3102e-06 | 0.0012132 | 0.023148 | 0.022586 | 6.6204e-07 | 8:12 | 0.0049915 | 0.5 | 0.0024958 | 0.25 | 0.0012479 | 0.12 | 0.00024958 | 0.02 | 0.0024958 | 0.25 | 0.0012479 | 0.12 | 0.00062394 | 0.06 | 0.00012479 | 0.01 | 0.0012479 | 0.12 | 0.00062394 | 0.06 | 0.00031197 | 0.03 | 6.2394e-05 | 0.01 | 0.00024958 | 0.02 | 0.00012479 | 0.01 | 6.2394e-05 | 0.01 | 1.2479e-05 | 0
7.5 | 41 | 0 | 1 | 0 | 40 | 0.024287 | 0.46296 | 1.38 | 0.45215 | 1.3254e-05 | 18.6173 | 0 | 0 | 1002.1841 | 480 | 0.012143 | 0.23148 | 0.22608 | 6.6268e-06 | 0.0060716 | 0.11574 | 0.11304 | 3.3134e-06 | 0.0012143 | 0.023148 | 0.022608 | 6.6268e-07 | 8:12 | 0.0050613 | 0.5 | 0.0025307 | 0.25 | 0.0012653 | 0.13 | 0.00025307 | 0.03 | 0.0025307 | 0.25 | 0.0012653 | 0.13 | 0.00063267 | 0.06 | 0.00012653 | 0.01 | 0.0012653 | 0.13 | 0.00063267 | 0.06 | 0.00031633 | 0.03 | 6.3267e-05 | 0.01 | 0.00025307 | 0.03 | 0.00012653 | 0.01 | 6.3267e-05 | 0.01 | 1.2653e-05 | 0
7.5 | 41 | 0 | 1 | 0 | 40 | 0.024309 | 0.46296 | 1.38 | 0.45257 | 1.3266e-05 | 18.6173 | 0 | 0 | 1002.6679 | 480 | 0.012155 | 0.23148 | 0.22628 | 6.6329e-06 | 0.0060773 | 0.11574 | 0.11314 | 3.3165e-06 | 0.0012155 | 0.023148 | 0.022628 | 6.6329e-07 | 8:12 | 0.0051312 | 0.51 | 0.0025656 | 0.26 | 0.0012828 | 0.13 | 0.00025656 | 0.03 | 0.0025656 | 0.26 | 0.0012828 | 0.13 | 0.0006414 | 0.06 | 0.00012828 | 0.01 | 0.0012828 | 0.13 | 0.0006414 | 0.06 | 0.0003207 | 0.03 | 6.414e-05 | 0.01 | 0.00025656 | 0.03 | 0.00012828 | 0.01 | 6.414e-05 | 0.01 | 1.2828e-05 | 0
7.5 | 41 | 0 | 1 | 0 | 40 | 0.024331 | 0.46296 | 1.38 | 0.45297 | 1.3278e-05 | 18.6173 | 0 | 0 | 1003.1329 | 480 | 0.012165 | 0.23148 | 0.22649 | 6.6388e-06 | 0.0060827 | 0.11574 | 0.11324 | 3.3194e-06 | 0.0012165 | 0.023148 | 0.022649 | 6.6388e-07 | 8:12 | 0.0052012 | 0.52 | 0.0026006 | 0.26 | 0.0013003 | 0.13 | 0.00026006 | 0.03 | 0.0026006 | 0.26 | 0.0013003 | 0.13 | 0.00065015 | 0.06 | 0.00013003 | 0.01 | 0.0013003 | 0.13 | 0.00065015 | 0.06 | 0.00032507 | 0.03 | 6.5015e-05 | 0.01 | 0.00026006 | 0.03 | 0.00013003 | 0.01 | 6.5015e-05 | 0.01 | 1.3003e-05 | 0
7.5 | 41 | 0 | 1 | 0 | 40 | 0.024351 | 0.46296 | 1.38 | 0.45336 | 1.3289e-05 | 18.6173 | 0 | 0 | 1003.5799 | 480 | 0.012176 | 0.23148 | 0.22668 | 6.6445e-06 | 0.0060879 | 0.11574 | 0.11334 | 3.3223e-06 | 0.0012176 | 0.023148 | 0.022668 | 6.6445e-07 | 8:12 | 0.0052712 | 0.53 | 0.0026356 | 0.26 | 0.0013178 | 0.13 | 0.00026356 | 0.03 | 0.0026356 | 0.26 | 0.0013178 | 0.13 | 0.0006589 | 0.07 | 0.00013178 | 0.01 | 0.0013178 | 0.13 | 0.0006589 | 0.07 | 0.00032945 | 0.03 | 6.589e-05 | 0.01 | 0.00026356 | 0.03 | 0.00013178 | 0.01 | 6.589e-05 | 0.01 | 1.3178e-05 | 0
7.5 | 41 | 0 | 1 | 0 | 40 | 0.024371 | 0.46296 | 1.38 | 0.45373 | 1.33e-05 | 18.6173 | 0 | 0 | 1004.0096 | 480 | 0.012186 | 0.23148 | 0.22687 | 6.65e-06 | 0.0060929 | 0.11574 | 0.11343 | 3.325e-06 | 0.0012186 | 0.023148 | 0.022687 | 6.65e-07 | 8:12 | 0.0053413 | 0.53 | 0.0026706 | 0.27 | 0.0013353 | 0.13 | 0.00026706 | 0.03 | 0.0026706 | 0.27 | 0.0013353 | 0.13 | 0.00066766 | 0.07 | 0.00013353 | 0.01 | 0.0013353 | 0.13 | 0.00066766 | 0.07 | 0.00033383 | 0.03 | 6.6766e-05 | 0.01 | 0.00026706 | 0.03 | 0.00013353 | 0.01 | 6.6766e-05 | 0.01 | 1.3353e-05 | 0
7.5 | 41 | 0 | 1 | 0 | 40 | 0.024391 | 0.46296 | 1.38 | 0.45409 | 1.331e-05 | 18.6173 | 0 | 0 | 1004.4226 | 480 | 0.012195 | 0.23148 | 0.22704 | 6.6552e-06 | 0.0060977 | 0.11574 | 0.11352 | 3.3276e-06 | 0.0012195 | 0.023148 | 0.022704 | 6.6552e-07 | 8:13 | 0.0054114 | 0.54 | 0.0027057 | 0.27 | 0.0013528 | 0.14 | 0.00027057 | 0.03 | 0.0027057 | 0.27 | 0.0013528 | 0.14 | 0.00067642 | 0.07 | 0.00013528 | 0.01 | 0.0013528 | 0.14 | 0.00067642 | 0.07 | 0.00033821 | 0.03 | 6.7642e-05 | 0.01 | 0.00027057 | 0.03 | 0.00013528 | 0.01 | 6.7642e-05 | 0.01 | 1.3528e-05 | 0
7.5 | 41 | 0 | 1 | 0 | 40 | 0.024409 | 0.46296 | 1.38 | 0.45443 | 1.332e-05 | 18.6173 | 0 | 0 | 1004.8195 | 480 | 0.012205 | 0.23148 | 0.22722 | 6.6602e-06 | 0.0061023 | 0.11574 | 0.11361 | 3.3301e-06 | 0.0012205 | 0.023148 | 0.022722 | 6.6602e-07 | 8:13 | 0.0054816 | 0.55 | 0.0027408 | 0.27 | 0.0013704 | 0.14 | 0.00027408 | 0.03 | 0.0027408 | 0.27 | 0.0013704 | 0.14 | 0.00068519 | 0.07 | 0.00013704 | 0.01 | 0.0013704 | 0.14 | 0.00068519 | 0.07 | 0.0003426 | 0.03 | 6.8519e-05 | 0.01 | 0.00027408 | 0.03 | 0.00013704 | 0.01 | 6.8519e-05 | 0.01 | 1.3704e-05 | 0
7.5 | 41 | 0 | 1 | 0 | 40 | 0.024427 | 0.46296 | 1.38 | 0.45476 | 1.333e-05 | 18.6173 | 0 | 0 | 1005.2011 | 480 | 0.012213 | 0.23148 | 0.22738 | 6.6651e-06 | 0.0061067 | 0.11574 | 0.11369 | 3.3325e-06 | 0.0012213 | 0.023148 | 0.022738 | 6.6651e-07 | 8:13 | 0.0055518 | 0.55 | 0.0027759 | 0.28 | 0.0013879 | 0.14 | 0.00027759 | 0.03 | 0.0027759 | 0.28 | 0.0013879 | 0.14 | 0.00069397 | 0.07 | 0.00013879 | 0.01 | 0.0013879 | 0.14 | 0.00069397 | 0.07 | 0.00034699 | 0.03 | 6.9397e-05 | 0.01 | 0.00027759 | 0.03 | 0.00013879 | 0.01 | 6.9397e-05 | 0.01 | 1.3879e-05 | 0
7.5 | 41 | 0 | 1 | 0 | 40 | 0.024444 | 0.46296 | 1.38 | 0.45508 | 1.3339e-05 | 18.6173 | 0 | 0 | 1005.5679 | 480 | 0.012222 | 0.23148 | 0.22754 | 6.6697e-06 | 0.006111 | 0.11574 | 0.11377 | 3.3349e-06 | 0.0012222 | 0.023148 | 0.022754 | 6.6697e-07 | 8:13 | 0.0056221 | 0.56 | 0.002811 | 0.28 | 0.0014055 | 0.14 | 0.0002811 | 0.03 | 0.002811 | 0.28 | 0.0014055 | 0.14 | 0.00070276 | 0.07 | 0.00014055 | 0.01 | 0.0014055 | 0.14 | 0.00070276 | 0.07 | 0.00035138 | 0.04 | 7.0276e-05 | 0.01 | 0.0002811 | 0.03 | 0.00014055 | 0.01 | 7.0276e-05 | 0.01 | 1.4055e-05 | 0
7.5 | 41 | 0 | 1 | 0 | 40 | 0.02446 | 0.46296 | 1.38 | 0.45539 | 1.3348e-05 | 18.6173 | 0 | 0 | 1005.9204 | 480 | 0.01223 | 0.23148 | 0.22769 | 6.6742e-06 | 0.0061151 | 0.11574 | 0.11385 | 3.3371e-06 | 0.001223 | 0.023148 | 0.022769 | 6.6742e-07 | 8:13 | 0.0056924 | 0.57 | 0.0028462 | 0.28 | 0.0014231 | 0.14 | 0.00028462 | 0.03 | 0.0028462 | 0.28 | 0.0014231 | 0.14 | 0.00071155 | 0.07 | 0.00014231 | 0.01 | 0.0014231 | 0.14 | 0.00071155 | 0.07 | 0.00035577 | 0.04 | 7.1155e-05 | 0.01 | 0.00028462 | 0.03 | 0.00014231 | 0.01 | 7.1155e-05 | 0.01 | 1.4231e-05 | 0
7.5 | 41 | 0 | 1 | 0 | 40 | 0.024476 | 0.46296 | 1.38 | 0.45568 | 1.3357e-05 | 18.6173 | 0 | 0 | 1006.2593 | 480 | 0.012238 | 0.23148 | 0.22784 | 6.6785e-06 | 0.006119 | 0.11574 | 0.11392 | 3.3393e-06 | 0.0012238 | 0.023148 | 0.022784 | 6.6785e-07 | 8:13 | 0.0057627 | 0.57 | 0.0028814 | 0.29 | 0.0014407 | 0.14 | 0.00028814 | 0.03 | 0.0028814 | 0.29 | 0.0014407 | 0.14 | 0.00072034 | 0.07 | 0.00014407 | 0.01 | 0.0014407 | 0.14 | 0.00072034 | 0.07 | 0.00036017 | 0.04 | 7.2034e-05 | 0.01 | 0.00028814 | 0.03 | 0.00014407 | 0.01 | 7.2034e-05 | 0.01 | 1.4407e-05 | 0
7.5 | 41 | 0 | 1 | 0 | 40 | 0.024491 | 0.46296 | 1.38 | 0.45596 | 1.3365e-05 | 18.6173 | 0 | 0 | 1006.585 | 480 | 0.012246 | 0.23148 | 0.22798 | 6.6826e-06 | 0.0061228 | 0.11574 | 0.11399 | 3.3413e-06 | 0.0012246 | 0.023148 | 0.022798 | 6.6826e-07 | 8:13 | 0.0058332 | 0.58 | 0.0029166 | 0.29 | 0.0014583 | 0.15 | 0.00029166 | 0.03 | 0.0029166 | 0.29 | 0.0014583 | 0.15 | 0.00072915 | 0.07 | 0.00014583 | 0.01 | 0.0014583 | 0.15 | 0.00072915 | 0.07 | 0.00036457 | 0.04 | 7.2915e-05 | 0.01 | 0.00029166 | 0.03 | 0.00014583 | 0.01 | 7.2915e-05 | 0.01 | 1.4583e-05 | 0
7.5 | 41 | 0 | 1 | 0 | 40 | 0.024506 | 0.46296 | 1.38 | 0.45623 | 1.3373e-05 | 18.6173 | 0 | 0 | 1006.8981 | 480 | 0.012253 | 0.23148 | 0.22812 | 6.6866e-06 | 0.0061264 | 0.11574 | 0.11406 | 3.3433e-06 | 0.0012253 | 0.023148 | 0.022812 | 6.6866e-07 | 8:13 | 0.0059036 | 0.59 | 0.0029518 | 0.29 | 0.0014759 | 0.15 | 0.00029518 | 0.03 | 0.0029518 | 0.29 | 0.0014759 | 0.15 | 0.00073795 | 0.07 | 0.00014759 | 0.01 | 0.0014759 | 0.15 | 0.00073795 | 0.07 | 0.00036898 | 0.04 | 7.3795e-05 | 0.01 | 0.00029518 | 0.03 | 0.00014759 | 0.01 | 7.3795e-05 | 0.01 | 1.4759e-05 | 0
7.5 | 41 | 0 | 1 | 0 | 40 | 0.02452 | 0.46296 | 1.38 | 0.45649 | 1.3381e-05 | 18.6173 | 0 | 0 | 1007.1991 | 480 | 0.01226 | 0.23148 | 0.22825 | 6.6904e-06 | 0.0061299 | 0.11574 | 0.11412 | 3.3452e-06 | 0.001226 | 0.023148 | 0.022825 | 6.6904e-07 | 8:14 | 0.0059741 | 0.6 | 0.0029871 | 0.3 | 0.0014935 | 0.15 | 0.00029871 | 0.03 | 0.0029871 | 0.3 | 0.0014935 | 0.15 | 0.00074676 | 0.07 | 0.00014935 | 0.01 | 0.0014935 | 0.15 | 0.00074676 | 0.07 | 0.00037338 | 0.04 | 7.4676e-05 | 0.01 | 0.00029871 | 0.03 | 0.00014935 | 0.01 | 7.4676e-05 | 0.01 | 1.4935e-05 | 0
7.5 | 41 | 0 | 1 | 0 | 40 | 0.024533 | 0.46296 | 1.38 | 0.45674 | 1.3388e-05 | 18.6173 | 0 | 0 | 1007.4883 | 480 | 0.012267 | 0.23148 | 0.22837 | 6.6941e-06 | 0.0061333 | 0.11574 | 0.11419 | 3.3471e-06 | 0.0012267 | 0.023148 | 0.022837 | 6.6941e-07 | 8:14 | 0.0060446 | 0.6 | 0.0030223 | 0.3 | 0.0015112 | 0.15 | 0.00030223 | 0.03 | 0.0030223 | 0.3 | 0.0015112 | 0.15 | 0.00075558 | 0.08 | 0.00015112 | 0.02 | 0.0015112 | 0.15 | 0.00075558 | 0.08 | 0.00037779 | 0.04 | 7.5558e-05 | 0.01 | 0.00030223 | 0.03 | 0.00015112 | 0.02 | 7.5558e-05 | 0.01 | 1.5112e-05 | 0
7.5 | 41 | 0 | 1 | 0 | 40 | 0.024546 | 0.46296 | 1.38 | 0.45698 | 1.3395e-05 | 18.6173 | 0 | 0 | 1007.7664 | 480 | 0.012273 | 0.23148 | 0.22849 | 6.6976e-06 | 0.0061365 | 0.11574 | 0.11425 | 3.3488e-06 | 0.0012273 | 0.023148 | 0.022849 | 6.6976e-07 | 8:14 | 0.0061152 | 0.61 | 0.0030576 | 0.31 | 0.0015288 | 0.15 | 0.00030576 | 0.03 | 0.0030576 | 0.31 | 0.0015288 | 0.15 | 0.0007644 | 0.08 | 0.00015288 | 0.02 | 0.0015288 | 0.15 | 0.0007644 | 0.08 | 0.0003822 | 0.04 | 7.644e-05 | 0.01 | 0.00030576 | 0.03 | 0.00015288 | 0.02 | 7.644e-05 | 0.01 | 1.5288e-05 | 0
7.5 | 41 | 0 | 1 | 0 | 40 | 0.024559 | 0.46296 | 1.38 | 0.45721 | 1.3402e-05 | 18.6173 | 0 | 0 | 1008.0337 | 480 | 0.012279 | 0.23148 | 0.22861 | 6.701e-06 | 0.0061396 | 0.11574 | 0.1143 | 3.3505e-06 | 0.0012279 | 0.023148 | 0.022861 | 6.701e-07 | 8:14 | 0.0061858 | 0.62 | 0.0030929 | 0.31 | 0.0015465 | 0.15 | 0.00030929 | 0.03 | 0.0030929 | 0.31 | 0.0015465 | 0.15 | 0.00077323 | 0.08 | 0.00015465 | 0.02 | 0.0015465 | 0.15 | 0.00077323 | 0.08 | 0.00038661 | 0.04 | 7.7323e-05 | 0.01 | 0.00030929 | 0.03 | 0.00015465 | 0.02 | 7.7323e-05 | 0.01 | 1.5465e-05 | 0
7.5 | 41 | 0 | 1 | 0 | 40 | 0.024571 | 0.46296 | 1.38 | 0.45744 | 1.3409e-05 | 18.6173 | 0 | 0 | 1008.2906 | 480 | 0.012285 | 0.23148 | 0.22872 | 6.7043e-06 | 0.0061426 | 0.11574 | 0.11436 | 3.3521e-06 | 0.0012285 | 0.023148 | 0.022872 | 6.7043e-07 | 8:14 | 0.0062565 | 0.62 | 0.0031282 | 0.31 | 0.0015641 | 0.16 | 0.00031282 | 0.03 | 0.0031282 | 0.31 | 0.0015641 | 0.16 | 0.00078206 | 0.08 | 0.00015641 | 0.02 | 0.0015641 | 0.16 | 0.00078206 | 0.08 | 0.00039103 | 0.04 | 7.8206e-05 | 0.01 | 0.00031282 | 0.03 | 0.00015641 | 0.02 | 7.8206e-05 | 0.01 | 1.5641e-05 | 0
7.5 | 41 | 0 | 1 | 0 | 40 | 0.024582 | 0.46296 | 1.38 | 0.45765 | 1.3415e-05 | 18.6173 | 0 | 0 | 1008.5375 | 480 | 0.012291 | 0.23148 | 0.22883 | 6.7074e-06 | 0.0061455 | 0.11574 | 0.11441 | 3.3537e-06 | 0.0012291 | 0.023148 | 0.022883 | 6.7074e-07 | 8:14 | 0.0063271 | 0.63 | 0.0031636 | 0.32 | 0.0015818 | 0.16 | 0.00031636 | 0.03 | 0.0031636 | 0.32 | 0.0015818 | 0.16 | 0.00079089 | 0.08 | 0.00015818 | 0.02 | 0.0015818 | 0.16 | 0.00079089 | 0.08 | 0.00039545 | 0.04 | 7.9089e-05 | 0.01 | 0.00031636 | 0.03 | 0.00015818 | 0.02 | 7.9089e-05 | 0.01 | 1.5818e-05 | 0
7.5 | 41 | 0 | 1 | 0 | 40 | 0.024593 | 0.46296 | 1.38 | 0.45786 | 1.3421e-05 | 18.6173 | 0 | 0 | 1008.7749 | 480 | 0.012297 | 0.23148 | 0.22893 | 6.7104e-06 | 0.0061483 | 0.11574 | 0.11446 | 3.3552e-06 | 0.0012297 | 0.023148 | 0.022893 | 6.7104e-07 | 8:14 | 0.0063978 | 0.64 | 0.0031989 | 0.32 | 0.0015995 | 0.16 | 0.00031989 | 0.03 | 0.0031989 | 0.32 | 0.0015995 | 0.16 | 0.00079973 | 0.08 | 0.00015995 | 0.02 | 0.0015995 | 0.16 | 0.00079973 | 0.08 | 0.00039986 | 0.04 | 7.9973e-05 | 0.01 | 0.00031989 | 0.03 | 0.00015995 | 0.02 | 7.9973e-05 | 0.01 | 1.5995e-05 | 0
7.5 | 41 | 0 | 1 | 0 | 40 | 0.024604 | 0.46296 | 1.38 | 0.45805 | 1.3427e-05 | 18.6173 | 0 | 0 | 1009.0031 | 480 | 0.012302 | 0.23148 | 0.22903 | 6.7133e-06 | 0.0061509 | 0.11574 | 0.11451 | 3.3567e-06 | 0.0012302 | 0.023148 | 0.022903 | 6.7133e-07 | 8:14 | 0.0064686 | 0.64 | 0.0032343 | 0.32 | 0.0016171 | 0.16 | 0.00032343 | 0.03 | 0.0032343 | 0.32 | 0.0016171 | 0.16 | 0.00080857 | 0.08 | 0.00016171 | 0.02 | 0.0016171 | 0.16 | 0.00080857 | 0.08 | 0.00040429 | 0.04 | 8.0857e-05 | 0.01 | 0.00032343 | 0.03 | 0.00016171 | 0.02 | 8.0857e-05 | 0.01 | 1.6171e-05 | 0
7.5 | 41 | 0 | 1 | 0 | 40 | 0.024614 | 0.46296 | 1.38 | 0.45824 | 1.3432e-05 | 18.6173 | 0 | 0 | 1009.2224 | 480 | 0.012307 | 0.23148 | 0.22912 | 6.7161e-06 | 0.0061535 | 0.11574 | 0.11456 | 3.3581e-06 | 0.0012307 | 0.023148 | 0.022912 | 6.7161e-07 | 8:15 | 0.0065393 | 0.65 | 0.0032697 | 0.33 | 0.0016348 | 0.16 | 0.00032697 | 0.03 | 0.0032697 | 0.33 | 0.0016348 | 0.16 | 0.00081742 | 0.08 | 0.00016348 | 0.02 | 0.0016348 | 0.16 | 0.00081742 | 0.08 | 0.00040871 | 0.04 | 8.1742e-05 | 0.01 | 0.00032697 | 0.03 | 0.00016348 | 0.02 | 8.1742e-05 | 0.01 | 1.6348e-05 | 0
7.5 | 41 | 0 | 1 | 0 | 40 | 0.024624 | 0.46296 | 1.38 | 0.45843 | 1.3438e-05 | 18.6173 | 0 | 0 | 1009.4332 | 480 | 0.012312 | 0.23148 | 0.22921 | 6.7188e-06 | 0.0061559 | 0.11574 | 0.11461 | 3.3594e-06 | 0.0012312 | 0.023148 | 0.022921 | 6.7188e-07 | 8:15 | 0.0066101 | 0.66 | 0.0033051 | 0.33 | 0.0016525 | 0.17 | 0.00033051 | 0.03 | 0.0033051 | 0.33 | 0.0016525 | 0.17 | 0.00082627 | 0.08 | 0.00016525 | 0.02 | 0.0016525 | 0.17 | 0.00082627 | 0.08 | 0.00041313 | 0.04 | 8.2627e-05 | 0.01 | 0.00033051 | 0.03 | 0.00016525 | 0.02 | 8.2627e-05 | 0.01 | 1.6525e-05 | 0
7.5 | 41 | 0 | 1 | 0 | 40 | 0.024633 | 0.46296 | 1.38 | 0.4586 | 1.3443e-05 | 18.6173 | 0 | 0 | 1009.6358 | 480 | 0.012317 | 0.23148 | 0.2293 | 6.7214e-06 | 0.0061583 | 0.11574 | 0.11465 | 3.3607e-06 | 0.0012317 | 0.023148 | 0.02293 | 6.7214e-07 | 8:15 | 0.006681 | 0.67 | 0.0033405 | 0.33 | 0.0016702 | 0.17 | 0.00033405 | 0.03 | 0.0033405 | 0.33 | 0.0016702 | 0.17 | 0.00083512 | 0.08 | 0.00016702 | 0.02 | 0.0016702 | 0.17 | 0.00083512 | 0.08 | 0.00041756 | 0.04 | 8.3512e-05 | 0.01 | 0.00033405 | 0.03 | 0.00016702 | 0.02 | 8.3512e-05 | 0.01 | 1.6702e-05 | 0
7.5 | 41 | 0 | 1 | 0 | 40 | 0.024642 | 0.46296 | 1.38 | 0.45877 | 1.3448e-05 | 18.6173 | 0 | 0 | 1009.8306 | 480 | 0.012321 | 0.23148 | 0.22939 | 6.7238e-06 | 0.0061605 | 0.11574 | 0.11469 | 3.3619e-06 | 0.0012321 | 0.023148 | 0.022939 | 6.7238e-07 | 8:15 | 0.0067518 | 0.67 | 0.0033759 | 0.34 | 0.0016879 | 0.17 | 0.00033759 | 0.03 | 0.0033759 | 0.34 | 0.0016879 | 0.17 | 0.00084397 | 0.08 | 0.00016879 | 0.02 | 0.0016879 | 0.17 | 0.00084397 | 0.08 | 0.00042199 | 0.04 | 8.4397e-05 | 0.01 | 0.00033759 | 0.03 | 0.00016879 | 0.02 | 8.4397e-05 | 0.01 | 1.6879e-05 | 0
7.5 | 41 | 0 | 1 | 0 | 40 | 0.024651 | 0.46296 | 1.38 | 0.45893 | 1.3452e-05 | 18.6173 | 0 | 0 | 1010.0178 | 480 | 0.012325 | 0.23148 | 0.22947 | 6.7262e-06 | 0.0061627 | 0.11574 | 0.11473 | 3.3631e-06 | 0.0012325 | 0.023148 | 0.022947 | 6.7262e-07 | 8:15 | 0.0068227 | 0.68 | 0.0034113 | 0.34 | 0.0017057 | 0.17 | 0.00034113 | 0.03 | 0.0034113 | 0.34 | 0.0017057 | 0.17 | 0.00085283 | 0.09 | 0.00017057 | 0.02 | 0.0017057 | 0.17 | 0.00085283 | 0.09 | 0.00042642 | 0.04 | 8.5283e-05 | 0.01 | 0.00034113 | 0.03 | 0.00017057 | 0.02 | 8.5283e-05 | 0.01 | 1.7057e-05 | 0
7.5 | 41 | 0 | 1 | 0 | 40 | 0.024659 | 0.46296 | 1.38 | 0.45909 | 1.3457e-05 | 18.6173 | 0 | 0 | 1010.1977 | 480 | 0.01233 | 0.23148 | 0.22954 | 6.7285e-06 | 0.0061648 | 0.11574 | 0.11477 | 3.3642e-06 | 0.001233 | 0.023148 | 0.022954 | 6.7285e-07 | 8:15 | 0.0068936 | 0.69 | 0.0034468 | 0.34 | 0.0017234 | 0.17 | 0.00034468 | 0.03 | 0.0034468 | 0.34 | 0.0017234 | 0.17 | 0.0008617 | 0.09 | 0.00017234 | 0.02 | 0.0017234 | 0.17 | 0.0008617 | 0.09 | 0.00043085 | 0.04 | 8.617e-05 | 0.01 | 0.00034468 | 0.03 | 0.00017234 | 0.02 | 8.617e-05 | 0.01 | 1.7234e-05 | 0
7.5 | 41 | 0 | 1 | 0 | 40 | 0.024667 | 0.46296 | 1.38 | 0.45924 | 1.3461e-05 | 18.6173 | 0 | 0 | 1010.3707 | 480 | 0.012334 | 0.23148 | 0.22962 | 6.7307e-06 | 0.0061668 | 0.11574 | 0.11481 | 3.3653e-06 | 0.0012334 | 0.023148 | 0.022962 | 6.7307e-07 | 8:15 | 0.0069645 | 0.69 | 0.0034822 | 0.35 | 0.0017411 | 0.17 | 0.00034822 | 0.03 | 0.0034822 | 0.35 | 0.0017411 | 0.17 | 0.00087056 | 0.09 | 0.00017411 | 0.02 | 0.0017411 | 0.17 | 0.00087056 | 0.09 | 0.00043528 | 0.04 | 8.7056e-05 | 0.01 | 0.00034822 | 0.03 | 0.00017411 | 0.02 | 8.7056e-05 | 0.01 | 1.7411e-05 | 0
7.5 | 41 | 0 | 1 | 0 | 40 | 0.024675 | 0.46296 | 1.38 | 0.45938 | 1.3466e-05 | 18.6173 | 0 | 0 | 1010.537 | 480 | 0.012337 | 0.23148 | 0.22969 | 6.7328e-06 | 0.0061687 | 0.11574 | 0.11485 | 3.3664e-06 | 0.0012337 | 0.023148 | 0.022969 | 6.7328e-07 | 8:15 | 0.0070354 | 0.7 | 0.0035177 | 0.35 | 0.0017589 | 0.18 | 0.00035177 | 0.04 | 0.0035177 | 0.35 | 0.0017589 | 0.18 | 0.00087943 | 0.09 | 0.00017589 | 0.02 | 0.0017589 | 0.18 | 0.00087943 | 0.09 | 0.00043971 | 0.04 | 8.7943e-05 | 0.01 | 0.00035177 | 0.04 | 0.00017589 | 0.02 | 8.7943e-05 | 0.01 | 1.7589e-05 | 0
7.5 | 41 | 0 | 1 | 0 | 40 | 0.024682 | 0.46296 | 1.38 | 0.45952 | 1.347e-05 | 18.6173 | 0 | 0 | 1010.6968 | 480 | 0.012341 | 0.23148 | 0.22976 | 6.7348e-06 | 0.0061706 | 0.11574 | 0.11488 | 3.3674e-06 | 0.0012341 | 0.023148 | 0.022976 | 6.7348e-07 | 8:16 | 0.0071064 | 0.71 | 0.0035532 | 0.35 | 0.0017766 | 0.18 | 0.00035532 | 0.04 | 0.0035532 | 0.35 | 0.0017766 | 0.18 | 0.0008883 | 0.09 | 0.00017766 | 0.02 | 0.0017766 | 0.18 | 0.0008883 | 0.09 | 0.00044415 | 0.04 | 8.883e-05 | 0.01 | 0.00035532 | 0.04 | 0.00017766 | 0.02 | 8.883e-05 | 0.01 | 1.7766e-05 | 0
7.5 | 41 | 0 | 1 | 0 | 40 | 0.02469 | 0.46296 | 1.38 | 0.45965 | 1.3474e-05 | 18.6173 | 0 | 0 | 1010.8504 | 480 | 0.012345 | 0.23148 | 0.22983 | 6.7368e-06 | 0.0061724 | 0.11574 | 0.11491 | 3.3684e-06 | 0.0012345 | 0.023148 | 0.022983 | 6.7368e-07 | 8:16 | 0.0071774 | 0.72 | 0.0035887 | 0.36 | 0.0017943 | 0.18 | 0.00035887 | 0.04 | 0.0035887 | 0.36 | 0.0017943 | 0.18 | 0.00089717 | 0.09 | 0.00017943 | 0.02 | 0.0017943 | 0.18 | 0.00089717 | 0.09 | 0.00044859 | 0.04 | 8.9717e-05 | 0.01 | 0.00035887 | 0.04 | 0.00017943 | 0.02 | 8.9717e-05 | 0.01 | 1.7943e-05 | 0
7.5 | 41 | 0 | 1 | 0 | 40 | 0.024696 | 0.46296 | 1.38 | 0.45978 | 1.3477e-05 | 18.6173 | 0 | 0 | 1010.9981 | 480 | 0.012348 | 0.23148 | 0.22989 | 6.7386e-06 | 0.0061741 | 0.11574 | 0.11495 | 3.3693e-06 | 0.0012348 | 0.023148 | 0.022989 | 6.7386e-07 | 8:16 | 0.0072484 | 0.72 | 0.0036242 | 0.36 | 0.0018121 | 0.18 | 0.00036242 | 0.04 | 0.0036242 | 0.36 | 0.0018121 | 0.18 | 0.00090605 | 0.09 | 0.00018121 | 0.02 | 0.0018121 | 0.18 | 0.00090605 | 0.09 | 0.00045302 | 0.05 | 9.0605e-05 | 0.01 | 0.00036242 | 0.04 | 0.00018121 | 0.02 | 9.0605e-05 | 0.01 | 1.8121e-05 | 0
7.5 | 41 | 0 | 1 | 0 | 40 | 0.024703 | 0.46296 | 1.38 | 0.4599 | 1.3481e-05 | 18.6173 | 0 | 0 | 1011.14 | 480 | 0.012352 | 0.23148 | 0.22995 | 6.7404e-06 | 0.0061758 | 0.11574 | 0.11498 | 3.3702e-06 | 0.0012352 | 0.023148 | 0.022995 | 6.7404e-07 | 8:16 | 0.0073194 | 0.73 | 0.0036597 | 0.37 | 0.0018298 | 0.18 | 0.00036597 | 0.04 | 0.0036597 | 0.37 | 0.0018298 | 0.18 | 0.00091492 | 0.09 | 0.00018298 | 0.02 | 0.0018298 | 0.18 | 0.00091492 | 0.09 | 0.00045746 | 0.05 | 9.1492e-05 | 0.01 | 0.00036597 | 0.04 | 0.00018298 | 0.02 | 9.1492e-05 | 0.01 | 1.8298e-05 | 0
7.5 | 41 | 0 | 1 | 0 | 40 | 0.024709 | 0.46296 | 1.38 | 0.46002 | 1.3484e-05 | 18.6173 | 0 | 0 | 1011.2764 | 480 | 0.012355 | 0.23148 | 0.23001 | 6.7422e-06 | 0.0061773 | 0.11574 | 0.11501 | 3.3711e-06 | 0.0012355 | 0.023148 | 0.023001 | 6.7422e-07 | 8:16 | 0.0073904 | 0.74 | 0.0036952 | 0.37 | 0.0018476 | 0.18 | 0.00036952 | 0.04 | 0.0036952 | 0.37 | 0.0018476 | 0.18 | 0.0009238 | 0.09 | 0.00018476 | 0.02 | 0.0018476 | 0.18 | 0.0009238 | 0.09 | 0.0004619 | 0.05 | 9.238e-05 | 0.01 | 0.00036952 | 0.04 | 0.00018476 | 0.02 | 9.238e-05 | 0.01 | 1.8476e-05 | 0
7.5 | 41 | 0 | 1 | 0 | 40 | 0.024715 | 0.46296 | 1.38 | 0.46014 | 1.3488e-05 | 18.6173 | 0 | 0 | 1011.4075 | 480 | 0.012358 | 0.23148 | 0.23007 | 6.7438e-06 | 0.0061789 | 0.11574 | 0.11503 | 3.3719e-06 | 0.0012358 | 0.023148 | 0.023007 | 6.7438e-07 | 8:16 | 0.0074615 | 0.74 | 0.0037307 | 0.37 | 0.0018654 | 0.19 | 0.00037307 | 0.04 | 0.0037307 | 0.37 | 0.0018654 | 0.19 | 0.00093269 | 0.09 | 0.00018654 | 0.02 | 0.0018654 | 0.19 | 0.00093269 | 0.09 | 0.00046634 | 0.05 | 9.3269e-05 | 0.01 | 0.00037307 | 0.04 | 0.00018654 | 0.02 | 9.3269e-05 | 0.01 | 1.8654e-05 | 0
7.5 | 41 | 0 | 1 | 0 | 40 | 0.024721 | 0.46296 | 1.38 | 0.46024 | 1.3491e-05 | 18.6173 | 0 | 0 | 1011.5336 | 480 | 0.012361 | 0.23148 | 0.23012 | 6.7454e-06 | 0.0061803 | 0.11574 | 0.11506 | 3.3727e-06 | 0.0012361 | 0.023148 | 0.023012 | 6.7454e-07 | 8:16 | 0.0075326 | 0.75 | 0.0037663 | 0.38 | 0.0018831 | 0.19 | 0.00037663 | 0.04 | 0.0037663 | 0.38 | 0.0018831 | 0.19 | 0.00094157 | 0.09 | 0.00018831 | 0.02 | 0.0018831 | 0.19 | 0.00094157 | 0.09 | 0.00047079 | 0.05 | 9.4157e-05 | 0.01 | 0.00037663 | 0.04 | 0.00018831 | 0.02 | 9.4157e-05 | 0.01 | 1.8831e-05 | 0
7.5 | 41 | 0 | 1 | 0 | 40 | 0.024727 | 0.46296 | 1.38 | 0.46035 | 1.3494e-05 | 18.6173 | 0 | 0 | 1011.6548 | 480 | 0.012363 | 0.23148 | 0.23017 | 6.747e-06 | 0.0061817 | 0.11574 | 0.11509 | 3.3735e-06 | 0.0012363 | 0.023148 | 0.023017 | 6.747e-07 | 8:16 | 0.0076037 | 0.76 | 0.0038018 | 0.38 | 0.0019009 | 0.19 | 0.00038018 | 0.04 | 0.0038018 | 0.38 | 0.0019009 | 0.19 | 0.00095046 | 0.1 | 0.00019009 | 0.02 | 0.0019009 | 0.19 | 0.00095046 | 0.1 | 0.00047523 | 0.05 | 9.5046e-05 | 0.01 | 0.00038018 | 0.04 | 0.00019009 | 0.02 | 9.5046e-05 | 0.01 | 1.9009e-05 | 0
7.5 | 41 | 0 | 1 | 0 | 40 | 0.024732 | 0.46296 | 1.38 | 0.46045 | 1.3497e-05 | 18.6173 | 0 | 0 | 1011.7712 | 480 | 0.012366 | 0.23148 | 0.23023 | 6.7484e-06 | 0.0061831 | 0.11574 | 0.11511 | 3.3742e-06 | 0.0012366 | 0.023148 | 0.023023 | 6.7484e-07 | 8:17 | 0.0076748 | 0.76 | 0.0038374 | 0.38 | 0.0019187 | 0.19 | 0.00038374 | 0.04 | 0.0038374 | 0.38 | 0.0019187 | 0.19 | 0.00095934 | 0.1 | 0.00019187 | 0.02 | 0.0019187 | 0.19 | 0.00095934 | 0.1 | 0.00047967 | 0.05 | 9.5934e-05 | 0.01 | 0.00038374 | 0.04 | 0.00019187 | 0.02 | 9.5934e-05 | 0.01 | 1.9187e-05 | 0
7.5 | 41 | 0 | 1 | 0 | 40 | 0.024738 | 0.46296 | 1.38 | 0.46055 | 1.35e-05 | 18.6173 | 0 | 0 | 1011.8832 | 480 | 0.012369 | 0.23148 | 0.23027 | 6.7499e-06 | 0.0061844 | 0.11574 | 0.11514 | 3.3749e-06 | 0.0012369 | 0.023148 | 0.023027 | 6.7499e-07 | 8:17 | 0.0077459 | 0.77 | 0.0038729 | 0.39 | 0.0019365 | 0.19 | 0.00038729 | 0.04 | 0.0038729 | 0.39 | 0.0019365 | 0.19 | 0.00096823 | 0.1 | 0.00019365 | 0.02 | 0.0019365 | 0.19 | 0.00096823 | 0.1 | 0.00048412 | 0.05 | 9.6823e-05 | 0.01 | 0.00038729 | 0.04 | 0.00019365 | 0.02 | 9.6823e-05 | 0.01 | 1.9365e-05 | 0
7.5 | 41 | 0 | 1 | 0 | 40 | 0.024743 | 0.46296 | 1.38 | 0.46064 | 1.3502e-05 | 18.6173 | 0 | 0 | 1011.9908 | 480 | 0.012371 | 0.23148 | 0.23032 | 6.7512e-06 | 0.0061856 | 0.11574 | 0.11516 | 3.3756e-06 | 0.0012371 | 0.023148 | 0.023032 | 6.7512e-07 | 8:17 | 0.007817 | 0.78 | 0.0039085 | 0.39 | 0.0019543 | 0.2 | 0.00039085 | 0.04 | 0.0039085 | 0.39 | 0.0019543 | 0.2 | 0.00097713 | 0.1 | 0.00019543 | 0.02 | 0.0019543 | 0.2 | 0.00097713 | 0.1 | 0.00048856 | 0.05 | 9.7713e-05 | 0.01 | 0.00039085 | 0.04 | 0.00019543 | 0.02 | 9.7713e-05 | 0.01 | 1.9543e-05 | 0
7.5 | 41 | 0 | 1 | 0 | 40 | 0.024747 | 0.46296 | 1.38 | 0.46073 | 1.3505e-05 | 18.6173 | 0 | 0 | 1012.0942 | 480 | 0.012374 | 0.23148 | 0.23037 | 6.7525e-06 | 0.0061869 | 0.11574 | 0.11518 | 3.3763e-06 | 0.0012374 | 0.023148 | 0.023037 | 6.7525e-07 | 8:17 | 0.0078882 | 0.79 | 0.0039441 | 0.39 | 0.001972 | 0.2 | 0.00039441 | 0.04 | 0.0039441 | 0.39 | 0.001972 | 0.2 | 0.00098602 | 0.1 | 0.0001972 | 0.02 | 0.001972 | 0.2 | 0.00098602 | 0.1 | 0.00049301 | 0.05 | 9.8602e-05 | 0.01 | 0.00039441 | 0.04 | 0.0001972 | 0.02 | 9.8602e-05 | 0.01 | 1.972e-05 | 0
7.5 | 41 | 0 | 1 | 0 | 40 | 0.024752 | 0.46296 | 1.38 | 0.46082 | 1.3508e-05 | 18.6173 | 0 | 0 | 1012.1936 | 480 | 0.012376 | 0.23148 | 0.23041 | 6.7538e-06 | 0.006188 | 0.11574 | 0.1152 | 3.3769e-06 | 0.0012376 | 0.023148 | 0.023041 | 6.7538e-07 | 8:17 | 0.0079593 | 0.79 | 0.0039797 | 0.4 | 0.0019898 | 0.2 | 0.00039797 | 0.04 | 0.0039797 | 0.4 | 0.0019898 | 0.2 | 0.00099492 | 0.1 | 0.00019898 | 0.02 | 0.0019898 | 0.2 | 0.00099492 | 0.1 | 0.00049746 | 0.05 | 9.9492e-05 | 0.01 | 0.00039797 | 0.04 | 0.00019898 | 0.02 | 9.9492e-05 | 0.01 | 1.9898e-05 | 0
7.5 | 41 | 0 | 1 | 0 | 40 | 0.024756 | 0.46296 | 1.38 | 0.4609 | 1.351e-05 | 18.6173 | 0 | 0 | 1012.2892 | 480 | 0.012378 | 0.23148 | 0.23045 | 6.755e-06 | 0.0061891 | 0.11574 | 0.11522 | 3.3775e-06 | 0.0012378 | 0.023148 | 0.023045 | 6.755e-07 | 8:17 | 0.0080305 | 0.8 | 0.0040152 | 0.4 | 0.0020076 | 0.2 | 0.00040152 | 0.04 | 0.0040152 | 0.4 | 0.0020076 | 0.2 | 0.0010038 | 0.1 | 0.00020076 | 0.02 | 0.0020076 | 0.2 | 0.0010038 | 0.1 | 0.00050191 | 0.05 | 0.00010038 | 0.01 | 0.00040152 | 0.04 | 0.00020076 | 0.02 | 0.00010038 | 0.01 | 2.0076e-05 | 0
7.5 | 41 | 0 | 1 | 0 | 40 | 0.024761 | 0.46296 | 1.38 | 0.46098 | 1.3512e-05 | 18.6173 | 0 | 0 | 1012.381 | 480 | 0.01238 | 0.23148 | 0.23049 | 6.7562e-06 | 0.0061902 | 0.11574 | 0.11524 | 3.3781e-06 | 0.001238 | 0.023148 | 0.023049 | 6.7562e-07 | 8:17 | 0.0081017 | 0.81 | 0.0040508 | 0.4 | 0.0020254 | 0.2 | 0.00040508 | 0.04 | 0.0040508 | 0.4 | 0.0020254 | 0.2 | 0.0010127 | 0.1 | 0.00020254 | 0.02 | 0.0020254 | 0.2 | 0.0010127 | 0.1 | 0.00050636 | 0.05 | 0.00010127 | 0.01 | 0.00040508 | 0.04 | 0.00020254 | 0.02 | 0.00010127 | 0.01 | 2.0254e-05 | 0
7.5 | 41 | 0 | 1 | 0 | 40 | 0.024765 | 0.46296 | 1.38 | 0.46106 | 1.3515e-05 | 18.6173 | 0 | 0 | 1012.4693 | 480 | 0.012382 | 0.23148 | 0.23053 | 6.7573e-06 | 0.0061912 | 0.11574 | 0.11526 | 3.3787e-06 | 0.0012382 | 0.023148 | 0.023053 | 6.7573e-07 | 8:17 | 0.0081729 | 0.81 | 0.0040864 | 0.41 | 0.0020432 | 0.2 | 0.00040864 | 0.04 | 0.0040864 | 0.41 | 0.0020432 | 0.2 | 0.0010216 | 0.1 | 0.00020432 | 0.02 | 0.0020432 | 0.2 | 0.0010216 | 0.1 | 0.00051081 | 0.05 | 0.00010216 | 0.01 | 0.00040864 | 0.04 | 0.00020432 | 0.02 | 0.00010216 | 0.01 | 2.0432e-05 | 0
7.5 | 41 | 0 | 1 | 0 | 40 | 0.024769 | 0.46296 | 1.38 | 0.46113 | 1.3517e-05 | 18.6173 | 0 | 0 | 1012.5542 | 480 | 0.012384 | 0.23148 | 0.23056 | 6.7584e-06 | 0.0061922 | 0.11574 | 0.11528 | 3.3792e-06 | 0.0012384 | 0.023148 | 0.023056 | 6.7584e-07 | 8:18 | 0.0082441 | 0.82 | 0.004122 | 0.41 | 0.002061 | 0.21 | 0.0004122 | 0.04 | 0.004122 | 0.41 | 0.002061 | 0.21 | 0.0010305 | 0.1 | 0.0002061 | 0.02 | 0.002061 | 0.21 | 0.0010305 | 0.1 | 0.00051526 | 0.05 | 0.00010305 | 0.01 | 0.0004122 | 0.04 | 0.0002061 | 0.02 | 0.00010305 | 0.01 | 2.061e-05 | 0
7.5 | 41 | 0 | 1 | 0 | 40 | 0.024773 | 0.46296 | 1.38 | 0.4612 | 1.3519e-05 | 18.6173 | 0 | 0 | 1012.6358 | 480 | 0.012386 | 0.23148 | 0.2306 | 6.7594e-06 | 0.0061931 | 0.11574 | 0.1153 | 3.3797e-06 | 0.0012386 | 0.023148 | 0.02306 | 6.7594e-07 | 8:18 | 0.0083153 | 0.83 | 0.0041577 | 0.41 | 0.0020788 | 0.21 | 0.00041577 | 0.04 | 0.0041577 | 0.41 | 0.0020788 | 0.21 | 0.0010394 | 0.1 | 0.00020788 | 0.02 | 0.0020788 | 0.21 | 0.0010394 | 0.1 | 0.00051971 | 0.05 | 0.00010394 | 0.01 | 0.00041577 | 0.04 | 0.00020788 | 0.02 | 0.00010394 | 0.01 | 2.0788e-05 | 0
7.5 | 41 | 0 | 1 | 0 | 40 | 0.024776 | 0.46296 | 1.38 | 0.46127 | 1.3521e-05 | 18.6173 | 0 | 0 | 1012.7142 | 480 | 0.012388 | 0.23148 | 0.23063 | 6.7604e-06 | 0.0061941 | 0.11574 | 0.11532 | 3.3802e-06 | 0.0012388 | 0.023148 | 0.023063 | 6.7604e-07 | 8:18 | 0.0083865 | 0.84 | 0.0041933 | 0.42 | 0.0020966 | 0.21 | 0.00041933 | 0.04 | 0.0041933 | 0.42 | 0.0020966 | 0.21 | 0.0010483 | 0.1 | 0.00020966 | 0.02 | 0.0020966 | 0.21 | 0.0010483 | 0.1 | 0.00052416 | 0.05 | 0.00010483 | 0.01 | 0.00041933 | 0.04 | 0.00020966 | 0.02 | 0.00010483 | 0.01 | 2.0966e-05 | 0
7.5 | 41 | 0 | 1 | 0 | 40 | 0.02478 | 0.46296 | 1.38 | 0.46133 | 1.3523e-05 | 18.6173 | 0 | 0 | 1012.7895 | 480 | 0.01239 | 0.23148 | 0.23067 | 6.7614e-06 | 0.0061949 | 0.11574 | 0.11533 | 3.3807e-06 | 0.001239 | 0.023148 | 0.023067 | 6.7614e-07 | 8:18 | 0.0084578 | 0.84 | 0.0042289 | 0.42 | 0.0021144 | 0.21 | 0.00042289 | 0.04 | 0.0042289 | 0.42 | 0.0021144 | 0.21 | 0.0010572 | 0.11 | 0.00021144 | 0.02 | 0.0021144 | 0.21 | 0.0010572 | 0.11 | 0.00052861 | 0.05 | 0.00010572 | 0.01 | 0.00042289 | 0.04 | 0.00021144 | 0.02 | 0.00010572 | 0.01 | 2.1144e-05 | 0
7.5 | 41 | 0 | 1 | 0 | 40 | 0.024783 | 0.46296 | 1.38 | 0.4614 | 1.3525e-05 | 18.6173 | 0 | 0 | 1012.862 | 480 | 0.012392 | 0.23148 | 0.2307 | 6.7623e-06 | 0.0061958 | 0.11574 | 0.11535 | 3.3811e-06 | 0.0012392 | 0.023148 | 0.02307 | 6.7623e-07 | 8:18 | 0.008529 | 0.85 | 0.0042645 | 0.43 | 0.0021323 | 0.21 | 0.00042645 | 0.04 | 0.0042645 | 0.43 | 0.0021323 | 0.21 | 0.0010661 | 0.11 | 0.00021323 | 0.02 | 0.0021323 | 0.21 | 0.0010661 | 0.11 | 0.00053306 | 0.05 | 0.00010661 | 0.01 | 0.00042645 | 0.04 | 0.00021323 | 0.02 | 0.00010661 | 0.01 | 2.1323e-05 | 0
7.5 | 41 | 0 | 1 | 0 | 40 | 0.024786 | 0.46296 | 1.38 | 0.46146 | 1.3526e-05 | 18.6173 | 0 | 0 | 1012.9316 | 480 | 0.012393 | 0.23148 | 0.23073 | 6.7632e-06 | 0.0061966 | 0.11574 | 0.11536 | 3.3816e-06 | 0.0012393 | 0.023148 | 0.023073 | 6.7632e-07 | 8:18 | 0.0086003 | 0.86 | 0.0043002 | 0.43 | 0.0021501 | 0.21 | 0.00043002 | 0.04 | 0.0043002 | 0.43 | 0.0021501 | 0.21 | 0.001075 | 0.11 | 0.00021501 | 0.02 | 0.0021501 | 0.21 | 0.001075 | 0.11 | 0.00053752 | 0.05 | 0.0001075 | 0.01 | 0.00043002 | 0.04 | 0.00021501 | 0.02 | 0.0001075 | 0.01 | 2.1501e-05 | 0
7.5 | 41 | 0 | 1 | 0 | 40 | 0.024789 | 0.46296 | 1.38 | 0.46151 | 1.3528e-05 | 18.6173 | 0 | 0 | 1012.9986 | 480 | 0.012395 | 0.23148 | 0.23076 | 6.764e-06 | 0.0061974 | 0.11574 | 0.11538 | 3.382e-06 | 0.0012395 | 0.023148 | 0.023076 | 6.764e-07 | 8:18 | 0.0086716 | 0.86 | 0.0043358 | 0.43 | 0.0021679 | 0.22 | 0.00043358 | 0.04 | 0.0043358 | 0.43 | 0.0021679 | 0.22 | 0.0010839 | 0.11 | 0.00021679 | 0.02 | 0.0021679 | 0.22 | 0.0010839 | 0.11 | 0.00054197 | 0.05 | 0.00010839 | 0.01 | 0.00043358 | 0.04 | 0.00021679 | 0.02 | 0.00010839 | 0.01 | 2.1679e-05 | 0
7.5 | 41 | 0 | 1 | 0 | 40 | 0.024792 | 0.46296 | 1.38 | 0.46157 | 1.353e-05 | 18.6173 | 0 | 0 | 1013.0629 | 480 | 0.012396 | 0.23148 | 0.23078 | 6.7648e-06 | 0.0061981 | 0.11574 | 0.11539 | 3.3824e-06 | 0.0012396 | 0.023148 | 0.023078 | 6.7648e-07 | 8:18 | 0.0087428 | 0.87 | 0.0043714 | 0.44 | 0.0021857 | 0.22 | 0.00043714 | 0.04 | 0.0043714 | 0.44 | 0.0021857 | 0.22 | 0.0010929 | 0.11 | 0.00021857 | 0.02 | 0.0021857 | 0.22 | 0.0010929 | 0.11 | 0.00054643 | 0.05 | 0.00010929 | 0.01 | 0.00043714 | 0.04 | 0.00021857 | 0.02 | 0.00010929 | 0.01 | 2.1857e-05 | 0
7.5 | 41 | 0 | 1 | 0 | 40 | 0.024795 | 0.46296 | 1.38 | 0.46162 | 1.3531e-05 | 18.6173 | 0 | 0 | 1013.1247 | 480 | 0.012398 | 0.23148 | 0.23081 | 6.7656e-06 | 0.0061988 | 0.11574 | 0.11541 | 3.3828e-06 | 0.0012398 | 0.023148 | 0.023081 | 6.7656e-07 | 8:19 | 0.0088141 | 0.88 | 0.0044071 | 0.44 | 0.0022035 | 0.22 | 0.00044071 | 0.04 | 0.0044071 | 0.44 | 0.0022035 | 0.22 | 0.0011018 | 0.11 | 0.00022035 | 0.02 | 0.0022035 | 0.22 | 0.0011018 | 0.11 | 0.00055088 | 0.06 | 0.00011018 | 0.01 | 0.00044071 | 0.04 | 0.00022035 | 0.02 | 0.00011018 | 0.01 | 2.2035e-05 | 0
7.5 | 41 | 0 | 1 | 0 | 40 | 0.024798 | 0.46296 | 1.38 | 0.46167 | 1.3533e-05 | 18.6173 | 0 | 0 | 1013.1842 | 480 | 0.012399 | 0.23148 | 0.23084 | 6.7664e-06 | 0.0061995 | 0.11574 | 0.11542 | 3.3832e-06 | 0.0012399 | 0.023148 | 0.023084 | 6.7664e-07 | 8:19 | 0.0088854 | 0.88 | 0.0044427 | 0.44 | 0.0022214 | 0.22 | 0.00044427 | 0.04 | 0.0044427 | 0.44 | 0.0022214 | 0.22 | 0.0011107 | 0.11 | 0.00022214 | 0.02 | 0.0022214 | 0.22 | 0.0011107 | 0.11 | 0.00055534 | 0.06 | 0.00011107 | 0.01 | 0.00044427 | 0.04 | 0.00022214 | 0.02 | 0.00011107 | 0.01 | 2.2214e-05 | 0
7.5 | 41 | 0 | 1 | 0 | 40 | 0.024801 | 0.46296 | 1.38 | 0.46172 | 1.3534e-05 | 18.6173 | 0 | 0 | 1013.2413 | 480 | 0.0124 | 0.23148 | 0.23086 | 6.7671e-06 | 0.0062002 | 0.11574 | 0.11543 | 3.3836e-06 | 0.00124 | 0.023148 | 0.023086 | 6.7671e-07 | 8:19 | 0.0089567 | 0.89 | 0.0044784 | 0.45 | 0.0022392 | 0.22 | 0.00044784 | 0.04 | 0.0044784 | 0.45 | 0.0022392 | 0.22 | 0.0011196 | 0.11 | 0.00022392 | 0.02 | 0.0022392 | 0.22 | 0.0011196 | 0.11 | 0.0005598 | 0.06 | 0.00011196 | 0.01 | 0.00044784 | 0.04 | 0.00022392 | 0.02 | 0.00011196 | 0.01 | 2.2392e-05 | 0
7.5 | 41 | 0 | 1 | 0 | 40 | 0.024803 | 0.46296 | 1.38 | 0.46177 | 1.3536e-05 | 18.6173 | 0 | 0 | 1013.2962 | 480 | 0.012402 | 0.23148 | 0.23089 | 6.7678e-06 | 0.0062008 | 0.11574 | 0.11544 | 3.3839e-06 | 0.0012402 | 0.023148 | 0.023089 | 6.7678e-07 | 8:19 | 0.009028 | 0.9 | 0.004514 | 0.45 | 0.002257 | 0.23 | 0.0004514 | 0.05 | 0.004514 | 0.45 | 0.002257 | 0.23 | 0.0011285 | 0.11 | 0.0002257 | 0.02 | 0.002257 | 0.23 | 0.0011285 | 0.11 | 0.00056425 | 0.06 | 0.00011285 | 0.01 | 0.0004514 | 0.05 | 0.0002257 | 0.02 | 0.00011285 | 0.01 | 2.257e-05 | 0
7.5 | 41 | 0 | 1 | 0 | 40 | 0.024806 | 0.46296 | 1.38 | 0.46182 | 1.3537e-05 | 18.6173 | 0 | 0 | 1013.349 | 480 | 0.012403 | 0.23148 | 0.23091 | 6.7685e-06 | 0.0062014 | 0.11574 | 0.11545 | 3.3842e-06 | 0.0012403 | 0.023148 | 0.023091 | 6.7685e-07 | 8:19 | 0.0090994 | 0.91 | 0.0045497 | 0.45 | 0.0022748 | 0.23 | 0.00045497 | 0.05 | 0.0045497 | 0.45 | 0.0022748 | 0.23 | 0.0011374 | 0.11 | 0.00022748 | 0.02 | 0.0022748 | 0.23 | 0.0011374 | 0.11 | 0.00056871 | 0.06 | 0.00011374 | 0.01 | 0.00045497 | 0.05 | 0.00022748 | 0.02 | 0.00011374 | 0.01 | 2.2748e-05 | 0
7.5 | 41 | 0 | 1 | 0 | 40 | 0.024808 | 0.46296 | 1.38 | 0.46186 | 1.3538e-05 | 18.6173 | 0 | 0 | 1013.3998 | 480 | 0.012404 | 0.23148 | 0.23093 | 6.7691e-06 | 0.006202 | 0.11574 | 0.11547 | 3.3846e-06 | 0.0012404 | 0.023148 | 0.023093 | 6.7691e-07 | 8:19 | 0.0091707 | 0.91 | 0.0045853 | 0.46 | 0.0022927 | 0.23 | 0.00045853 | 0.05 | 0.0045853 | 0.46 | 0.0022927 | 0.23 | 0.0011463 | 0.11 | 0.00022927 | 0.02 | 0.0022927 | 0.23 | 0.0011463 | 0.11 | 0.00057317 | 0.06 | 0.00011463 | 0.01 | 0.00045853 | 0.05 | 0.00022927 | 0.02 | 0.00011463 | 0.01 | 2.2927e-05 | 0
7.5 | 41 | 0 | 1 | 0 | 40 | 0.02481 | 0.46296 | 1.38 | 0.4619 | 1.3539e-05 | 18.6173 | 0 | 0 | 1013.4486 | 480 | 0.012405 | 0.23148 | 0.23095 | 6.7697e-06 | 0.0062026 | 0.11574 | 0.11548 | 3.3849e-06 | 0.0012405 | 0.023148 | 0.023095 | 6.7697e-07 | 8:19 | 0.009242 | 0.92 | 0.004621 | 0.46 | 0.0023105 | 0.23 | 0.0004621 | 0.05 | 0.004621 | 0.46 | 0.0023105 | 0.23 | 0.0011553 | 0.12 | 0.00023105 | 0.02 | 0.0023105 | 0.23 | 0.0011553 | 0.12 | 0.00057763 | 0.06 | 0.00011553 | 0.01 | 0.0004621 | 0.05 | 0.00023105 | 0.02 | 0.00011553 | 0.01 | 2.3105e-05 | 0
7.5 | 41 | 0 | 1 | 0 | 40 | 0.024813 | 0.46296 | 1.38 | 0.46194 | 1.3541e-05 | 18.6173 | 0 | 0 | 1013.4954 | 480 | 0.012406 | 0.23148 | 0.23097 | 6.7703e-06 | 0.0062031 | 0.11574 | 0.11549 | 3.3852e-06 | 0.0012406 | 0.023148 | 0.023097 | 6.7703e-07 | 8:19 | 0.0093133 | 0.93 | 0.0046567 | 0.46 | 0.0023283 | 0.23 | 0.00046567 | 0.05 | 0.0046567 | 0.46 | 0.0023283 | 0.23 | 0.0011642 | 0.12 | 0.00023283 | 0.02 | 0.0023283 | 0.23 | 0.0011642 | 0.12 | 0.00058208 | 0.06 | 0.00011642 | 0.01 | 0.00046567 | 0.05 | 0.00023283 | 0.02 | 0.00011642 | 0.01 | 2.3283e-05 | 0
7.5 | 41 | 0 | 1 | 0 | 40 | 0.024815 | 0.46296 | 1.38 | 0.46198 | 1.3542e-05 | 18.6173 | 0 | 0 | 1013.5405 | 480 | 0.012407 | 0.23148 | 0.23099 | 6.7709e-06 | 0.0062037 | 0.11574 | 0.1155 | 3.3854e-06 | 0.0012407 | 0.023148 | 0.023099 | 6.7709e-07 | 8:20 | 0.0093847 | 0.93 | 0.0046923 | 0.47 | 0.0023462 | 0.23 | 0.00046923 | 0.05 | 0.0046923 | 0.47 | 0.0023462 | 0.23 | 0.0011731 | 0.12 | 0.00023462 | 0.02 | 0.0023462 | 0.23 | 0.0011731 | 0.12 | 0.00058654 | 0.06 | 0.00011731 | 0.01 | 0.00046923 | 0.05 | 0.00023462 | 0.02 | 0.00011731 | 0.01 | 2.3462e-05 | 0
7.5 | 41 | 0 | 1 | 0 | 40 | 0.024817 | 0.46296 | 1.38 | 0.46202 | 1.3543e-05 | 18.6173 | 0 | 0 | 1013.5838 | 480 | 0.012408 | 0.23148 | 0.23101 | 6.7714e-06 | 0.0062042 | 0.11574 | 0.1155 | 3.3857e-06 | 0.0012408 | 0.023148 | 0.023101 | 6.7714e-07 | 8:20 | 0.009456 | 0.94 | 0.004728 | 0.47 | 0.002364 | 0.24 | 0.0004728 | 0.05 | 0.004728 | 0.47 | 0.002364 | 0.24 | 0.001182 | 0.12 | 0.0002364 | 0.02 | 0.002364 | 0.24 | 0.001182 | 0.12 | 0.000591 | 0.06 | 0.0001182 | 0.01 | 0.0004728 | 0.05 | 0.0002364 | 0.02 | 0.0001182 | 0.01 | 2.364e-05 | 0
7.5 | 41 | 0 | 1 | 0 | 40 | 0.024819 | 0.46296 | 1.38 | 0.46206 | 1.3544e-05 | 18.6173 | 0 | 0 | 1013.6255 | 480 | 0.012409 | 0.23148 | 0.23103 | 6.772e-06 | 0.0062047 | 0.11574 | 0.11551 | 3.386e-06 | 0.0012409 | 0.023148 | 0.023103 | 6.772e-07 | 8:20 | 0.0095274 | 0.95 | 0.0047637 | 0.48 | 0.0023818 | 0.24 | 0.00047637 | 0.05 | 0.0047637 | 0.48 | 0.0023818 | 0.24 | 0.0011909 | 0.12 | 0.00023818 | 0.02 | 0.0023818 | 0.24 | 0.0011909 | 0.12 | 0.00059546 | 0.06 | 0.00011909 | 0.01 | 0.00047637 | 0.05 | 0.00023818 | 0.02 | 0.00011909 | 0.01 | 2.3818e-05 | 0
7.5 | 41 | 0 | 1 | 0 | 40 | 0.02482 | 0.46296 | 1.38 | 0.46209 | 1.3545e-05 | 18.6173 | 0 | 0 | 1013.6655 | 480 | 0.01241 | 0.23148 | 0.23105 | 6.7725e-06 | 0.0062051 | 0.11574 | 0.11552 | 3.3862e-06 | 0.001241 | 0.023148 | 0.023105 | 6.7725e-07 | 8:20 | 0.0095987 | 0.96 | 0.0047994 | 0.48 | 0.0023997 | 0.24 | 0.00047994 | 0.05 | 0.0047994 | 0.48 | 0.0023997 | 0.24 | 0.0011998 | 0.12 | 0.00023997 | 0.02 | 0.0023997 | 0.24 | 0.0011998 | 0.12 | 0.00059992 | 0.06 | 0.00011998 | 0.01 | 0.00047994 | 0.05 | 0.00023997 | 0.02 | 0.00011998 | 0.01 | 2.3997e-05 | 0
7.5 | 41 | 0 | 1 | 0 | 40 | 0.024822 | 0.46296 | 1.38 | 0.46212 | 1.3546e-05 | 18.6173 | 0 | 0 | 1013.704 | 480 | 0.012411 | 0.23148 | 0.23106 | 6.773e-06 | 0.0062056 | 0.11574 | 0.11553 | 3.3865e-06 | 0.0012411 | 0.023148 | 0.023106 | 6.773e-07 | 8:20 | 0.0096701 | 0.96 | 0.0048351 | 0.48 | 0.0024175 | 0.24 | 0.00048351 | 0.05 | 0.0048351 | 0.48 | 0.0024175 | 0.24 | 0.0012088 | 0.12 | 0.00024175 | 0.02 | 0.0024175 | 0.24 | 0.0012088 | 0.12 | 0.00060438 | 0.06 | 0.00012088 | 0.01 | 0.00048351 | 0.05 | 0.00024175 | 0.02 | 0.00012088 | 0.01 | 2.4175e-05 | 0
7.5 | 41 | 0 | 1 | 0 | 40 | 0.024824 | 0.46296 | 1.38 | 0.46216 | 1.3547e-05 | 18.6173 | 0 | 0 | 1013.7409 | 480 | 0.012412 | 0.23148 | 0.23108 | 6.7734e-06 | 0.006206 | 0.11574 | 0.11554 | 3.3867e-06 | 0.0012412 | 0.023148 | 0.023108 | 6.7734e-07 | 8:20 | 0.0097415 | 0.97 | 0.0048707 | 0.49 | 0.0024354 | 0.24 | 0.00048707 | 0.05 | 0.0048707 | 0.49 | 0.0024354 | 0.24 | 0.0012177 | 0.12 | 0.00024354 | 0.02 | 0.0024354 | 0.24 | 0.0012177 | 0.12 | 0.00060884 | 0.06 | 0.00012177 | 0.01 | 0.00048707 | 0.05 | 0.00024354 | 0.02 | 0.00012177 | 0.01 | 2.4354e-05 | 0
7.5 | 41 | 0 | 1 | 0 | 40 | 0.024826 | 0.46296 | 1.38 | 0.46219 | 1.3548e-05 | 18.6173 | 0 | 0 | 1013.7765 | 480 | 0.012413 | 0.23148 | 0.23109 | 6.7739e-06 | 0.0062064 | 0.11574 | 0.11555 | 3.3869e-06 | 0.0012413 | 0.023148 | 0.023109 | 6.7739e-07 | 8:20 | 0.0098129 | 0.98 | 0.0049064 | 0.49 | 0.0024532 | 0.25 | 0.00049064 | 0.05 | 0.0049064 | 0.49 | 0.0024532 | 0.25 | 0.0012266 | 0.12 | 0.00024532 | 0.02 | 0.0024532 | 0.25 | 0.0012266 | 0.12 | 0.0006133 | 0.06 | 0.00012266 | 0.01 | 0.00049064 | 0.05 | 0.00024532 | 0.02 | 0.00012266 | 0.01 | 2.4532e-05 | 0
7.5 | 41 | 0 | 1 | 0 | 40 | 0.024827 | 0.46296 | 1.38 | 0.46222 | 1.3549e-05 | 18.6173 | 0 | 0 | 1013.8107 | 480 | 0.012414 | 0.23148 | 0.23111 | 6.7743e-06 | 0.0062068 | 0.11574 | 0.11555 | 3.3872e-06 | 0.0012414 | 0.023148 | 0.023111 | 6.7743e-07 | 8:20 | 0.0098842 | 0.98 | 0.0049421 | 0.49 | 0.0024711 | 0.25 | 0.00049421 | 0.05 | 0.0049421 | 0.49 | 0.0024711 | 0.25 | 0.0012355 | 0.12 | 0.00024711 | 0.02 | 0.0024711 | 0.25 | 0.0012355 | 0.12 | 0.00061776 | 0.06 | 0.00012355 | 0.01 | 0.00049421 | 0.05 | 0.00024711 | 0.02 | 0.00012355 | 0.01 | 2.4711e-05 | 0
7.5 | 41 | 0 | 1 | 0 | 40 | 0.024829 | 0.46296 | 1.38 | 0.46224 | 1.3549e-05 | 18.6173 | 0 | 0 | 1013.8435 | 480 | 0.012414 | 0.23148 | 0.23112 | 6.7747e-06 | 0.0062072 | 0.11574 | 0.11556 | 3.3874e-06 | 0.0012414 | 0.023148 | 0.023112 | 6.7747e-07 | 8:21 | 0.0099556 | 0.99 | 0.0049778 | 0.5 | 0.0024889 | 0.25 | 0.00049778 | 0.05 | 0.0049778 | 0.5 | 0.0024889 | 0.25 | 0.0012445 | 0.12 | 0.00024889 | 0.02 | 0.0024889 | 0.25 | 0.0012445 | 0.12 | 0.00062223 | 0.06 | 0.00012445 | 0.01 | 0.00049778 | 0.05 | 0.00024889 | 0.02 | 0.00012445 | 0.01 | 2.4889e-05 | 0
7.5 | 41 | 0 | 1 | 0 | 40 | 0.02483 | 0.46296 | 1.38 | 0.46227 | 1.355e-05 | 18.6173 | 0 | 0 | 1013.8751 | 480 | 0.012415 | 0.23148 | 0.23114 | 6.7751e-06 | 0.0062076 | 0.11574 | 0.11557 | 3.3876e-06 | 0.0012415 | 0.023148 | 0.023114 | 6.7751e-07 | 8:21 | 0.010027 | 1 | 0.0050135 | 0.5 | 0.0025068 | 0.25 | 0.00050135 | 0.05 | 0.0050135 | 0.5 | 0.0025068 | 0.25 | 0.0012534 | 0.13 | 0.00025068 | 0.03 | 0.0025068 | 0.25 | 0.0012534 | 0.13 | 0.00062669 | 0.06 | 0.00012534 | 0.01 | 0.00050135 | 0.05 | 0.00025068 | 0.03 | 0.00012534 | 0.01 | 2.5068e-05 | 0
7.5 | 41 | 0 | 1 | 0 | 40 | 0.024832 | 0.46296 | 1.38 | 0.4623 | 1.3551e-05 | 18.6173 | 0 | 0 | 1013.9054 | 480 | 0.012416 | 0.23148 | 0.23115 | 6.7755e-06 | 0.0062079 | 0.11574 | 0.11557 | 3.3878e-06 | 0.0012416 | 0.023148 | 0.023115 | 6.7755e-07 | 8:21 | 0.010098 | 1 | 0.0050492 | 0.5 | 0.0025246 | 0.25 | 0.00050492 | 0.05 | 0.0050492 | 0.5 | 0.0025246 | 0.25 | 0.0012623 | 0.13 | 0.00025246 | 0.03 | 0.0025246 | 0.25 | 0.0012623 | 0.13 | 0.00063115 | 0.06 | 0.00012623 | 0.01 | 0.00050492 | 0.05 | 0.00025246 | 0.03 | 0.00012623 | 0.01 | 2.5246e-05 | 0
7.5 | 41 | 0 | 1 | 0 | 40 | 0.024833 | 0.46296 | 1.38 | 0.46232 | 1.3552e-05 | 18.6173 | 0 | 0 | 1013.9346 | 480 | 0.012416 | 0.23148 | 0.23116 | 6.7759e-06 | 0.0062082 | 0.11574 | 0.11558 | 3.3879e-06 | 0.0012416 | 0.023148 | 0.023116 | 6.7759e-07 | 8:21 | 0.01017 | 1.01 | 0.0050849 | 0.51 | 0.0025424 | 0.25 | 0.00050849 | 0.05 | 0.0050849 | 0.51 | 0.0025424 | 0.25 | 0.0012712 | 0.13 | 0.00025424 | 0.03 | 0.0025424 | 0.25 | 0.0012712 | 0.13 | 0.00063561 | 0.06 | 0.00012712 | 0.01 | 0.00050849 | 0.05 | 0.00025424 | 0.03 | 0.00012712 | 0.01 | 2.5424e-05 | 0
7.5 | 41 | 0 | 1 | 0 | 40 | 0.024834 | 0.46296 | 1.38 | 0.46235 | 1.3553e-05 | 18.6173 | 0 | 0 | 1013.9626 | 480 | 0.012417 | 0.23148 | 0.23117 | 6.7763e-06 | 0.0062086 | 0.11574 | 0.11559 | 3.3881e-06 | 0.0012417 | 0.023148 | 0.023117 | 6.7763e-07 | 8:21 | 0.010241 | 1.02 | 0.0051206 | 0.51 | 0.0025603 | 0.26 | 0.00051206 | 0.05 | 0.0051206 | 0.51 | 0.0025603 | 0.26 | 0.0012801 | 0.13 | 0.00025603 | 0.03 | 0.0025603 | 0.26 | 0.0012801 | 0.13 | 0.00064007 | 0.06 | 0.00012801 | 0.01 | 0.00051206 | 0.05 | 0.00025603 | 0.03 | 0.00012801 | 0.01 | 2.5603e-05 | 0
7.5 | 41 | 0 | 1 | 0 | 40 | 0.024836 | 0.46296 | 1.38 | 0.46237 | 1.3553e-05 | 18.6173 | 0 | 0 | 1013.9896 | 480 | 0.012418 | 0.23148 | 0.23119 | 6.7766e-06 | 0.0062089 | 0.11574 | 0.11559 | 3.3883e-06 | 0.0012418 | 0.023148 | 0.023119 | 6.7766e-07 | 8:21 | 0.010313 | 1.03 | 0.0051563 | 0.51 | 0.0025781 | 0.26 | 0.00051563 | 0.05 | 0.0051563 | 0.51 | 0.0025781 | 0.26 | 0.0012891 | 0.13 | 0.00025781 | 0.03 | 0.0025781 | 0.26 | 0.0012891 | 0.13 | 0.00064454 | 0.06 | 0.00012891 | 0.01 | 0.00051563 | 0.05 | 0.00025781 | 0.03 | 0.00012891 | 0.01 | 2.5781e-05 | 0
7.5 | 41 | 0 | 1 | 0 | 40 | 0.024837 | 0.46296 | 1.38 | 0.46239 | 1.3554e-05 | 18.6173 | 0 | 0 | 1014.0155 | 480 | 0.012418 | 0.23148 | 0.2312 | 6.7769e-06 | 0.0062092 | 0.11574 | 0.1156 | 3.3885e-06 | 0.0012418 | 0.023148 | 0.02312 | 6.7769e-07 | 8:21 | 0.010384 | 1.03 | 0.005192 | 0.52 | 0.002596 | 0.26 | 0.0005192 | 0.05 | 0.005192 | 0.52 | 0.002596 | 0.26 | 0.001298 | 0.13 | 0.0002596 | 0.03 | 0.002596 | 0.26 | 0.001298 | 0.13 | 0.000649 | 0.06 | 0.0001298 | 0.01 | 0.0005192 | 0.05 | 0.0002596 | 0.03 | 0.0001298 | 0.01 | 2.596e-05 | 0
7.5 | 41 | 0 | 1 | 0 | 40 | 0.024838 | 0.46296 | 1.38 | 0.46242 | 1.3554e-05 | 18.6173 | 0 | 0 | 1014.0404 | 480 | 0.012419 | 0.23148 | 0.23121 | 6.7772e-06 | 0.0062095 | 0.11574 | 0.1156 | 3.3886e-06 | 0.0012419 | 0.023148 | 0.023121 | 6.7772e-07 | 8:21 | 0.010455 | 1.04 | 0.0052277 | 0.52 | 0.0026139 | 0.26 | 0.00052277 | 0.05 | 0.0052277 | 0.52 | 0.0026139 | 0.26 | 0.0013069 | 0.13 | 0.00026139 | 0.03 | 0.0026139 | 0.26 | 0.0013069 | 0.13 | 0.00065346 | 0.07 | 0.00013069 | 0.01 | 0.00052277 | 0.05 | 0.00026139 | 0.03 | 0.00013069 | 0.01 | 2.6139e-05 | 0
7.5 | 41 | 0 | 1 | 0 | 40 | 0.024839 | 0.46296 | 1.38 | 0.46244 | 1.3555e-05 | 18.6173 | 0 | 0 | 1014.0643 | 480 | 0.01242 | 0.23148 | 0.23122 | 6.7775e-06 | 0.0062098 | 0.11574 | 0.11561 | 3.3888e-06 | 0.001242 | 0.023148 | 0.023122 | 6.7775e-07 | 8:22 | 0.010527 | 1.05 | 0.0052634 | 0.52 | 0.0026317 | 0.26 | 0.00052634 | 0.05 | 0.0052634 | 0.52 | 0.0026317 | 0.26 | 0.0013159 | 0.13 | 0.00026317 | 0.03 | 0.0026317 | 0.26 | 0.0013159 | 0.13 | 0.00065793 | 0.07 | 0.00013159 | 0.01 | 0.00052634 | 0.05 | 0.00026317 | 0.03 | 0.00013159 | 0.01 | 2.6317e-05 | 0
7.5 | 41 | 0 | 1 | 0 | 40 | 0.02484 | 0.46296 | 1.38 | 0.46246 | 1.3556e-05 | 18.6173 | 0 | 0 | 1014.0873 | 480 | 0.01242 | 0.23148 | 0.23123 | 6.7778e-06 | 0.00621 | 0.11574 | 0.11561 | 3.3889e-06 | 0.001242 | 0.023148 | 0.023123 | 6.7778e-07 | 8:22 | 0.010598 | 1.05 | 0.0052991 | 0.53 | 0.0026496 | 0.26 | 0.00052991 | 0.05 | 0.0052991 | 0.53 | 0.0026496 | 0.26 | 0.0013248 | 0.13 | 0.00026496 | 0.03 | 0.0026496 | 0.26 | 0.0013248 | 0.13 | 0.00066239 | 0.07 | 0.00013248 | 0.01 | 0.00052991 | 0.05 | 0.00026496 | 0.03 | 0.00013248 | 0.01 | 2.6496e-05 | 0
7.5 | 41 | 0 | 1 | 0 | 40 | 0.024841 | 0.46296 | 1.38 | 0.46248 | 1.3556e-05 | 18.6173 | 0 | 0 | 1014.1094 | 480 | 0.012421 | 0.23148 | 0.23124 | 6.7781e-06 | 0.0062103 | 0.11574 | 0.11562 | 3.3891e-06 | 0.0012421 | 0.023148 | 0.023124 | 6.7781e-07 | 8:22 | 0.01067 | 1.06 | 0.0053348 | 0.53 | 0.0026674 | 0.27 | 0.00053348 | 0.05 | 0.0053348 | 0.53 | 0.0026674 | 0.27 | 0.0013337 | 0.13 | 0.00026674 | 0.03 | 0.0026674 | 0.27 | 0.0013337 | 0.13 | 0.00066685 | 0.07 | 0.00013337 | 0.01 | 0.00053348 | 0.05 | 0.00026674 | 0.03 | 0.00013337 | 0.01 | 2.6674e-05 | 0
7.5 | 41 | 0 | 1 | 0 | 40 | 0.024842 | 0.46296 | 1.38 | 0.46249 | 1.3557e-05 | 18.6173 | 0 | 0 | 1014.1307 | 480 | 0.012421 | 0.23148 | 0.23125 | 6.7784e-06 | 0.0062105 | 0.11574 | 0.11562 | 3.3892e-06 | 0.0012421 | 0.023148 | 0.023125 | 6.7784e-07 | 8:22 | 0.010741 | 1.07 | 0.0053705 | 0.54 | 0.0026853 | 0.27 | 0.00053705 | 0.05 | 0.0053705 | 0.54 | 0.0026853 | 0.27 | 0.0013426 | 0.13 | 0.00026853 | 0.03 | 0.0026853 | 0.27 | 0.0013426 | 0.13 | 0.00067132 | 0.07 | 0.00013426 | 0.01 | 0.00053705 | 0.05 | 0.00026853 | 0.03 | 0.00013426 | 0.01 | 2.6853e-05 | 0
7.5 | 41 | 0 | 1 | 0 | 40 | 0.024843 | 0.46296 | 1.38 | 0.46251 | 1.3557e-05 | 18.6173 | 0 | 0 | 1014.1511 | 480 | 0.012422 | 0.23148 | 0.23126 | 6.7786e-06 | 0.0062108 | 0.11574 | 0.11563 | 3.3893e-06 | 0.0012422 | 0.023148 | 0.023126 | 6.7786e-07 | 8:22 | 0.010812 | 1.08 | 0.0054062 | 0.54 | 0.0027031 | 0.27 | 0.00054062 | 0.05 | 0.0054062 | 0.54 | 0.0027031 | 0.27 | 0.0013516 | 0.14 | 0.00027031 | 0.03 | 0.0027031 | 0.27 | 0.0013516 | 0.14 | 0.00067578 | 0.07 | 0.00013516 | 0.01 | 0.00054062 | 0.05 | 0.00027031 | 0.03 | 0.00013516 | 0.01 | 2.7031e-05 | 0
7.5 | 41 | 0 | 1 | 0 | 40 | 0.024844 | 0.46296 | 1.38 | 0.46253 | 1.3558e-05 | 18.6173 | 0 | 0 | 1014.1707 | 480 | 0.012422 | 0.23148 | 0.23126 | 6.7789e-06 | 0.006211 | 0.11574 | 0.11563 | 3.3894e-06 | 0.0012422 | 0.023148 | 0.023126 | 6.7789e-07 | 8:22 | 0.010884 | 1.08 | 0.005442 | 0.54 | 0.002721 | 0.27 | 0.0005442 | 0.05 | 0.005442 | 0.54 | 0.002721 | 0.27 | 0.0013605 | 0.14 | 0.0002721 | 0.03 | 0.002721 | 0.27 | 0.0013605 | 0.14 | 0.00068025 | 0.07 | 0.00013605 | 0.01 | 0.0005442 | 0.05 | 0.0002721 | 0.03 | 0.00013605 | 0.01 | 2.721e-05 | 0
7.5 | 41 | 0 | 1 | 0 | 40 | 0.024845 | 0.46296 | 1.38 | 0.46254 | 1.3558e-05 | 18.6173 | 0 | 0 | 1014.1896 | 480 | 0.012422 | 0.23148 | 0.23127 | 6.7791e-06 | 0.0062112 | 0.11574 | 0.11564 | 3.3896e-06 | 0.0012422 | 0.023148 | 0.023127 | 6.7791e-07 | 8:22 | 0.010955 | 1.09 | 0.0054777 | 0.55 | 0.0027388 | 0.27 | 0.00054777 | 0.05 | 0.0054777 | 0.55 | 0.0027388 | 0.27 | 0.0013694 | 0.14 | 0.00027388 | 0.03 | 0.0027388 | 0.27 | 0.0013694 | 0.14 | 0.00068471 | 0.07 | 0.00013694 | 0.01 | 0.00054777 | 0.05 | 0.00027388 | 0.03 | 0.00013694 | 0.01 | 2.7388e-05 | 0
7.5 | 41 | 0 | 1 | 0 | 40 | 0.024846 | 0.46296 | 1.38 | 0.46256 | 1.3559e-05 | 18.6173 | 0 | 0 | 1014.2077 | 480 | 0.012423 | 0.23148 | 0.23128 | 6.7794e-06 | 0.0062114 | 0.11574 | 0.11564 | 3.3897e-06 | 0.0012423 | 0.023148 | 0.023128 | 6.7794e-07 | 8:22 | 0.011027 | 1.1 | 0.0055134 | 0.55 | 0.0027567 | 0.28 | 0.00055134 | 0.06 | 0.0055134 | 0.55 | 0.0027567 | 0.28 | 0.0013783 | 0.14 | 0.00027567 | 0.03 | 0.0027567 | 0.28 | 0.0013783 | 0.14 | 0.00068917 | 0.07 | 0.00013783 | 0.01 | 0.00055134 | 0.06 | 0.00027567 | 0.03 | 0.00013783 | 0.01 | 2.7567e-05 | 0
7.5 | 41 | 0 | 1 | 0 | 40 | 0.024846 | 0.46296 | 1.38 | 0.46258 | 1.3559e-05 | 18.6173 | 0 | 0 | 1014.2252 | 480 | 0.012423 | 0.23148 | 0.23129 | 6.7796e-06 | 0.0062116 | 0.11574 | 0.11564 | 3.3898e-06 | 0.0012423 | 0.023148 | 0.023129 | 6.7796e-07 | 8:23 | 0.011098 | 1.1 | 0.0055491 | 0.55 | 0.0027746 | 0.28 | 0.00055491 | 0.06 | 0.0055491 | 0.55 | 0.0027746 | 0.28 | 0.0013873 | 0.14 | 0.00027746 | 0.03 | 0.0027746 | 0.28 | 0.0013873 | 0.14 | 0.00069364 | 0.07 | 0.00013873 | 0.01 | 0.00055491 | 0.06 | 0.00027746 | 0.03 | 0.00013873 | 0.01 | 2.7746e-05 | 0
7.5 | 41 | 0 | 1 | 0 | 40 | 0.024847 | 0.46296 | 1.38 | 0.46259 | 1.356e-05 | 18.6173 | 0 | 0 | 1014.2419 | 480 | 0.012424 | 0.23148 | 0.23129 | 6.7798e-06 | 0.0062118 | 0.11574 | 0.11565 | 3.3899e-06 | 0.0012424 | 0.023148 | 0.023129 | 6.7798e-07 | 8:23 | 0.01117 | 1.11 | 0.0055848 | 0.56 | 0.0027924 | 0.28 | 0.00055848 | 0.06 | 0.0055848 | 0.56 | 0.0027924 | 0.28 | 0.0013962 | 0.14 | 0.00027924 | 0.03 | 0.0027924 | 0.28 | 0.0013962 | 0.14 | 0.0006981 | 0.07 | 0.00013962 | 0.01 | 0.00055848 | 0.06 | 0.00027924 | 0.03 | 0.00013962 | 0.01 | 2.7924e-05 | 0
7.5 | 41 | 0 | 1 | 0 | 40 | 0.024848 | 0.46296 | 1.38 | 0.4626 | 1.356e-05 | 18.6173 | 0 | 0 | 1014.2581 | 480 | 0.012424 | 0.23148 | 0.2313 | 6.78e-06 | 0.006212 | 0.11574 | 0.11565 | 3.39e-06 | 0.0012424 | 0.023148 | 0.02313 | 6.78e-07 | 8:23 | 0.011241 | 1.12 | 0.0056205 | 0.56 | 0.0028103 | 0.28 | 0.00056205 | 0.06 | 0.0056205 | 0.56 | 0.0028103 | 0.28 | 0.0014051 | 0.14 | 0.00028103 | 0.03 | 0.0028103 | 0.28 | 0.0014051 | 0.14 | 0.00070257 | 0.07 | 0.00014051 | 0.01 | 0.00056205 | 0.06 | 0.00028103 | 0.03 | 0.00014051 | 0.01 | 2.8103e-05 | 0
7.5 | 41 | 0 | 1 | 0 | 40 | 0.024849 | 0.46296 | 1.38 | 0.46262 | 1.356e-05 | 18.6173 | 0 | 0 | 1014.2736 | 480 | 0.012424 | 0.23148 | 0.23131 | 6.7802e-06 | 0.0062122 | 0.11574 | 0.11565 | 3.3901e-06 | 0.0012424 | 0.023148 | 0.023131 | 6.7802e-07 | 8:23 | 0.011313 | 1.12 | 0.0056563 | 0.56 | 0.0028281 | 0.28 | 0.00056563 | 0.06 | 0.0056563 | 0.56 | 0.0028281 | 0.28 | 0.0014141 | 0.14 | 0.00028281 | 0.03 | 0.0028281 | 0.28 | 0.0014141 | 0.14 | 0.00070703 | 0.07 | 0.00014141 | 0.01 | 0.00056563 | 0.06 | 0.00028281 | 0.03 | 0.00014141 | 0.01 | 2.8281e-05 | 0
7.5 | 41 | 0 | 1 | 0 | 40 | 0.024849 | 0.46296 | 1.38 | 0.46263 | 1.3561e-05 | 18.6173 | 0 | 0 | 1014.2884 | 480 | 0.012425 | 0.23148 | 0.23131 | 6.7804e-06 | 0.0062124 | 0.11574 | 0.11566 | 3.3902e-06 | 0.0012425 | 0.023148 | 0.023131 | 6.7804e-07 | 8:23 | 0.011384 | 1.13 | 0.005692 | 0.57 | 0.002846 | 0.28 | 0.0005692 | 0.06 | 0.005692 | 0.57 | 0.002846 | 0.28 | 0.001423 | 0.14 | 0.0002846 | 0.03 | 0.002846 | 0.28 | 0.001423 | 0.14 | 0.0007115 | 0.07 | 0.0001423 | 0.01 | 0.0005692 | 0.06 | 0.0002846 | 0.03 | 0.0001423 | 0.01 | 2.846e-05 | 0
7.5 | 41 | 0 | 1 | 0 | 40 | 0.02485 | 0.46296 | 1.38 | 0.46264 | 1.3561e-05 | 18.6173 | 0 | 0 | 1014.3027 | 480 | 0.012425 | 0.23148 | 0.23132 | 6.7806e-06 | 0.0062125 | 0.11574 | 0.11566 | 3.3903e-06 | 0.0012425 | 0.023148 | 0.023132 | 6.7806e-07 | 8:23 | 0.011455 | 1.14 | 0.0057277 | 0.57 | 0.0028639 | 0.29 | 0.00057277 | 0.06 | 0.0057277 | 0.57 | 0.0028639 | 0.29 | 0.0014319 | 0.14 | 0.00028639 | 0.03 | 0.0028639 | 0.29 | 0.0014319 | 0.14 | 0.00071596 | 0.07 | 0.00014319 | 0.01 | 0.00057277 | 0.06 | 0.00028639 | 0.03 | 0.00014319 | 0.01 | 2.8639e-05 | 0
7.5 | 41 | 0 | 1 | 0 | 40 | 0.024851 | 0.46296 | 1.38 | 0.46265 | 1.3561e-05 | 18.6173 | 0 | 0 | 1014.3165 | 480 | 0.012425 | 0.23148 | 0.23133 | 6.7807e-06 | 0.0062127 | 0.11574 | 0.11566 | 3.3904e-06 | 0.0012425 | 0.023148 | 0.023133 | 6.7807e-07 | 8:23 | 0.011527 | 1.15 | 0.0057634 | 0.57 | 0.0028817 | 0.29 | 0.00057634 | 0.06 | 0.0057634 | 0.57 | 0.0028817 | 0.29 | 0.0014409 | 0.14 | 0.00028817 | 0.03 | 0.0028817 | 0.29 | 0.0014409 | 0.14 | 0.00072043 | 0.07 | 0.00014409 | 0.01 | 0.00057634 | 0.06 | 0.00028817 | 0.03 | 0.00014409 | 0.01 | 2.8817e-05 | 0
7.5 | 41 | 0 | 1 | 0 | 40 | 0.024851 | 0.46296 | 1.38 | 0.46267 | 1.3562e-05 | 18.6173 | 0 | 0 | 1014.3297 | 480 | 0.012426 | 0.23148 | 0.23133 | 6.7809e-06 | 0.0062128 | 0.11574 | 0.11567 | 3.3905e-06 | 0.0012426 | 0.023148 | 0.023133 | 6.7809e-07 | 8:23 | 0.011598 | 1.15 | 0.0057992 | 0.58 | 0.0028996 | 0.29 | 0.00057992 | 0.06 | 0.0057992 | 0.58 | 0.0028996 | 0.29 | 0.0014498 | 0.14 | 0.00028996 | 0.03 | 0.0028996 | 0.29 | 0.0014498 | 0.14 | 0.00072489 | 0.07 | 0.00014498 | 0.01 | 0.00057992 | 0.06 | 0.00028996 | 0.03 | 0.00014498 | 0.01 | 2.8996e-05 | 0
7.5 | 41 | 0 | 1 | 0 | 40 | 0.024852 | 0.46296 | 1.38 | 0.46268 | 1.3562e-05 | 18.6173 | 0 | 0 | 1014.3424 | 480 | 0.012426 | 0.23148 | 0.23134 | 6.7811e-06 | 0.006213 | 0.11574 | 0.11567 | 3.3905e-06 | 0.0012426 | 0.023148 | 0.023134 | 6.7811e-07 | 8:24 | 0.01167 | 1.16 | 0.0058349 | 0.58 | 0.0029174 | 0.29 | 0.00058349 | 0.06 | 0.0058349 | 0.58 | 0.0029174 | 0.29 | 0.0014587 | 0.15 | 0.00029174 | 0.03 | 0.0029174 | 0.29 | 0.0014587 | 0.15 | 0.00072936 | 0.07 | 0.00014587 | 0.01 | 0.00058349 | 0.06 | 0.00029174 | 0.03 | 0.00014587 | 0.01 | 2.9174e-05 | 0
7.5 | 41 | 0 | 1 | 0 | 40 | 0.024853 | 0.46296 | 1.38 | 0.46269 | 1.3562e-05 | 18.6173 | 0 | 0 | 1014.3546 | 480 | 0.012426 | 0.23148 | 0.23134 | 6.7812e-06 | 0.0062131 | 0.11574 | 0.11567 | 3.3906e-06 | 0.0012426 | 0.023148 | 0.023134 | 6.7812e-07 | 8:24 | 0.011741 | 1.17 | 0.0058706 | 0.59 | 0.0029353 | 0.29 | 0.00058706 | 0.06 | 0.0058706 | 0.59 | 0.0029353 | 0.29 | 0.0014677 | 0.15 | 0.00029353 | 0.03 | 0.0029353 | 0.29 | 0.0014677 | 0.15 | 0.00073383 | 0.07 | 0.00014677 | 0.01 | 0.00058706 | 0.06 | 0.00029353 | 0.03 | 0.00014677 | 0.01 | 2.9353e-05 | 0
7.5 | 41 | 0 | 1 | 0 | 40 | 0.024853 | 0.46296 | 1.38 | 0.4627 | 1.3563e-05 | 18.6173 | 0 | 0 | 1014.3664 | 480 | 0.012427 | 0.23148 | 0.23135 | 6.7814e-06 | 0.0062133 | 0.11574 | 0.11567 | 3.3907e-06 | 0.0012427 | 0.023148 | 0.023135 | 6.7814e-07 | 8:24 | 0.011813 | 1.17 | 0.0059063 | 0.59 | 0.0029532 | 0.29 | 0.00059063 | 0.06 | 0.0059063 | 0.59 | 0.0029532 | 0.29 | 0.0014766 | 0.15 | 0.00029532 | 0.03 | 0.0029532 | 0.29 | 0.0014766 | 0.15 | 0.00073829 | 0.07 | 0.00014766 | 0.01 | 0.00059063 | 0.06 | 0.00029532 | 0.03 | 0.00014766 | 0.01 | 2.9532e-05 | 0
7.5 | 41 | 0 | 1 | 0 | 40 | 0.024854 | 0.46296 | 1.38 | 0.46271 | 1.3563e-05 | 18.6173 | 0 | 0 | 1014.3777 | 480 | 0.012427 | 0.23148 | 0.23135 | 6.7815e-06 | 0.0062134 | 0.11574 | 0.11568 | 3.3908e-06 | 0.0012427 | 0.023148 | 0.023135 | 6.7815e-07 | 8:24 | 0.011884 | 1.18 | 0.0059421 | 0.59 | 0.002971 | 0.3 | 0.00059421 | 0.06 | 0.0059421 | 0.59 | 0.002971 | 0.3 | 0.0014855 | 0.15 | 0.0002971 | 0.03 | 0.002971 | 0.3 | 0.0014855 | 0.15 | 0.00074276 | 0.07 | 0.00014855 | 0.01 | 0.00059421 | 0.06 | 0.0002971 | 0.03 | 0.00014855 | 0.01 | 2.971e-05 | 0
7.5 | 41 | 0 | 1 | 0 | 40 | 0.024854 | 0.46296 | 1.38 | 0.46272 | 1.3563e-05 | 18.6173 | 0 | 0 | 1014.3885 | 480 | 0.012427 | 0.23148 | 0.23136 | 6.7817e-06 | 0.0062135 | 0.11574 | 0.11568 | 3.3908e-06 | 0.0012427 | 0.023148 | 0.023136 | 6.7817e-07 | 8:24 | 0.011956 | 1.19 | 0.0059778 | 0.6 | 0.0029889 | 0.3 | 0.00059778 | 0.06 | 0.0059778 | 0.6 | 0.0029889 | 0.3 | 0.0014944 | 0.15 | 0.00029889 | 0.03 | 0.0029889 | 0.3 | 0.0014944 | 0.15 | 0.00074722 | 0.07 | 0.00014944 | 0.01 | 0.00059778 | 0.06 | 0.00029889 | 0.03 | 0.00014944 | 0.01 | 2.9889e-05 | 0
7.5 | 41 | 0 | 1 | 0 | 40 | 0.024855 | 0.46296 | 1.38 | 0.46273 | 1.3564e-05 | 18.6173 | 0 | 0 | 1014.399 | 480 | 0.012427 | 0.23148 | 0.23136 | 6.7818e-06 | 0.0062136 | 0.11574 | 0.11568 | 3.3909e-06 | 0.0012427 | 0.023148 | 0.023136 | 6.7818e-07 | 8:24 | 0.012027 | 1.2 | 0.0060135 | 0.6 | 0.0030068 | 0.3 | 0.00060135 | 0.06 | 0.0060135 | 0.6 | 0.0030068 | 0.3 | 0.0015034 | 0.15 | 0.00030068 | 0.03 | 0.0030068 | 0.3 | 0.0015034 | 0.15 | 0.00075169 | 0.08 | 0.00015034 | 0.02 | 0.00060135 | 0.06 | 0.00030068 | 0.03 | 0.00015034 | 0.02 | 3.0068e-05 | 0
7.5 | 41 | 0 | 1 | 0 | 40 | 0.024855 | 0.46296 | 1.38 | 0.46273 | 1.3564e-05 | 18.6173 | 0 | 0 | 1014.409 | 480 | 0.012428 | 0.23148 | 0.23137 | 6.7819e-06 | 0.0062138 | 0.11574 | 0.11568 | 3.391e-06 | 0.0012428 | 0.023148 | 0.023137 | 6.7819e-07 | 8:24 | 0.012098 | 1.2 | 0.0060492 | 0.6 | 0.0030246 | 0.3 | 0.00060492 | 0.06 | 0.0060492 | 0.6 | 0.0030246 | 0.3 | 0.0015123 | 0.15 | 0.00030246 | 0.03 | 0.0030246 | 0.3 | 0.0015123 | 0.15 | 0.00075616 | 0.08 | 0.00015123 | 0.02 | 0.00060492 | 0.06 | 0.00030246 | 0.03 | 0.00015123 | 0.02 | 3.0246e-05 | 0
7.5 | 41 | 0 | 1 | 0 | 40 | 0.024855 | 0.46296 | 1.38 | 0.46274 | 1.3564e-05 | 18.6173 | 0 | 0 | 1014.4186 | 480 | 0.012428 | 0.23148 | 0.23137 | 6.782e-06 | 0.0062139 | 0.11574 | 0.11569 | 3.391e-06 | 0.0012428 | 0.023148 | 0.023137 | 6.782e-07 | 8:24 | 0.01217 | 1.21 | 0.006085 | 0.61 | 0.0030425 | 0.3 | 0.0006085 | 0.06 | 0.006085 | 0.61 | 0.0030425 | 0.3 | 0.0015212 | 0.15 | 0.00030425 | 0.03 | 0.0030425 | 0.3 | 0.0015212 | 0.15 | 0.00076062 | 0.08 | 0.00015212 | 0.02 | 0.0006085 | 0.06 | 0.00030425 | 0.03 | 0.00015212 | 0.02 | 3.0425e-05 | 0
7.5 | 41 | 0 | 1 | 0 | 40 | 0.024856 | 0.46296 | 1.38 | 0.46275 | 1.3564e-05 | 18.6173 | 0 | 0 | 1014.4279 | 480 | 0.012428 | 0.23148 | 0.23138 | 6.7822e-06 | 0.006214 | 0.11574 | 0.11569 | 3.3911e-06 | 0.0012428 | 0.023148 | 0.023138 | 6.7822e-07 | 8:25 | 0.012241 | 1.22 | 0.0061207 | 0.61 | 0.0030604 | 0.31 | 0.00061207 | 0.06 | 0.0061207 | 0.61 | 0.0030604 | 0.31 | 0.0015302 | 0.15 | 0.00030604 | 0.03 | 0.0030604 | 0.31 | 0.0015302 | 0.15 | 0.00076509 | 0.08 | 0.00015302 | 0.02 | 0.00061207 | 0.06 | 0.00030604 | 0.03 | 0.00015302 | 0.02 | 3.0604e-05 | 0
7.5 | 41 | 0 | 1 | 0 | 40 | 0.024856 | 0.46296 | 1.38 | 0.46276 | 1.3565e-05 | 18.6173 | 0 | 0 | 1014.4368 | 480 | 0.012428 | 0.23148 | 0.23138 | 6.7823e-06 | 0.0062141 | 0.11574 | 0.11569 | 3.3911e-06 | 0.0012428 | 0.023148 | 0.023138 | 6.7823e-07 | 8:25 | 0.012313 | 1.22 | 0.0061564 | 0.61 | 0.0030782 | 0.31 | 0.00061564 | 0.06 | 0.0061564 | 0.61 | 0.0030782 | 0.31 | 0.0015391 | 0.15 | 0.00030782 | 0.03 | 0.0030782 | 0.31 | 0.0015391 | 0.15 | 0.00076955 | 0.08 | 0.00015391 | 0.02 | 0.00061564 | 0.06 | 0.00030782 | 0.03 | 0.00015391 | 0.02 | 3.0782e-05 | 0
7.5 | 41 | 0 | 1 | 0 | 40 | 0.024857 | 0.46296 | 1.38 | 0.46277 | 1.3565e-05 | 18.6173 | 0 | 0 | 1014.4453 | 480 | 0.012428 | 0.23148 | 0.23138 | 6.7824e-06 | 0.0062142 | 0.11574 | 0.11569 | 3.3912e-06 | 0.0012428 | 0.023148 | 0.023138 | 6.7824e-07 | 8:25 | 0.012384 | 1.23 | 0.0061922 | 0.62 | 0.0030961 | 0.31 | 0.00061922 | 0.06 | 0.0061922 | 0.62 | 0.0030961 | 0.31 | 0.001548 | 0.15 | 0.00030961 | 0.03 | 0.0030961 | 0.31 | 0.001548 | 0.15 | 0.00077402 | 0.08 | 0.0001548 | 0.02 | 0.00061922 | 0.06 | 0.00030961 | 0.03 | 0.0001548 | 0.02 | 3.0961e-05 | 0
7.5 | 41 | 0 | 1 | 0 | 40 | 0.024857 | 0.46296 | 1.38 | 0.46277 | 1.3565e-05 | 18.6173 | 0 | 0 | 1014.4536 | 480 | 0.012429 | 0.23148 | 0.23139 | 6.7825e-06 | 0.0062143 | 0.11574 | 0.11569 | 3.3912e-06 | 0.0012429 | 0.023148 | 0.023139 | 6.7825e-07 | 8:25 | 0.012456 | 1.24 | 0.0062279 | 0.62 | 0.0031139 | 0.31 | 0.00062279 | 0.06 | 0.0062279 | 0.62 | 0.0031139 | 0.31 | 0.001557 | 0.16 | 0.00031139 | 0.03 | 0.0031139 | 0.31 | 0.001557 | 0.16 | 0.00077849 | 0.08 | 0.0001557 | 0.02 | 0.00062279 | 0.06 | 0.00031139 | 0.03 | 0.0001557 | 0.02 | 3.1139e-05 | 0
7.5 | 41 | 0 | 1 | 0 | 40 | 0.024857 | 0.46296 | 1.38 | 0.46278 | 1.3565e-05 | 18.6173 | 0 | 0 | 1014.4615 | 480 | 0.012429 | 0.23148 | 0.23139 | 6.7826e-06 | 0.0062144 | 0.11574 | 0.11569 | 3.3913e-06 | 0.0012429 | 0.023148 | 0.023139 | 6.7826e-07 | 8:25 | 0.012527 | 1.24 | 0.0062636 | 0.62 | 0.0031318 | 0.31 | 0.00062636 | 0.06 | 0.0062636 | 0.62 | 0.0031318 | 0.31 | 0.0015659 | 0.16 | 0.00031318 | 0.03 | 0.0031318 | 0.31 | 0.0015659 | 0.16 | 0.00078295 | 0.08 | 0.00015659 | 0.02 | 0.00062636 | 0.06 | 0.00031318 | 0.03 | 0.00015659 | 0.02 | 3.1318e-05 | 0
7.5 | 41 | 0 | 1 | 0 | 40 | 0.024858 | 0.46296 | 1.38 | 0.46279 | 1.3565e-05 | 18.6173 | 0 | 0 | 1014.4691 | 480 | 0.012429 | 0.23148 | 0.23139 | 6.7827e-06 | 0.0062145 | 0.11574 | 0.1157 | 3.3913e-06 | 0.0012429 | 0.023148 | 0.023139 | 6.7827e-07 | 8:25 | 0.012599 | 1.25 | 0.0062994 | 0.63 | 0.0031497 | 0.31 | 0.00062994 | 0.06 | 0.0062994 | 0.63 | 0.0031497 | 0.31 | 0.0015748 | 0.16 | 0.00031497 | 0.03 | 0.0031497 | 0.31 | 0.0015748 | 0.16 | 0.00078742 | 0.08 | 0.00015748 | 0.02 | 0.00062994 | 0.06 | 0.00031497 | 0.03 | 0.00015748 | 0.02 | 3.1497e-05 | 0
7.5 | 41 | 0 | 1 | 0 | 40 | 0.024858 | 0.46296 | 1.38 | 0.46279 | 1.3566e-05 | 18.6173 | 0 | 0 | 1014.4764 | 480 | 0.012429 | 0.23148 | 0.2314 | 6.7828e-06 | 0.0062145 | 0.11574 | 0.1157 | 3.3914e-06 | 0.0012429 | 0.023148 | 0.02314 | 6.7828e-07 | 8:25 | 0.01267 | 1.26 | 0.0063351 | 0.63 | 0.0031675 | 0.32 | 0.00063351 | 0.06 | 0.0063351 | 0.63 | 0.0031675 | 0.32 | 0.0015838 | 0.16 | 0.00031675 | 0.03 | 0.0031675 | 0.32 | 0.0015838 | 0.16 | 0.00079189 | 0.08 | 0.00015838 | 0.02 | 0.00063351 | 0.06 | 0.00031675 | 0.03 | 0.00015838 | 0.02 | 3.1675e-05 | 0
7.5 | 41 | 0 | 1 | 0 | 40 | 0.024859 | 0.46296 | 1.38 | 0.4628 | 1.3566e-05 | 18.6173 | 0 | 0 | 1014.4834 | 480 | 0.012429 | 0.23148 | 0.2314 | 6.7829e-06 | 0.0062146 | 0.11574 | 0.1157 | 3.3914e-06 | 0.0012429 | 0.023148 | 0.02314 | 6.7829e-07 | 8:25 | 0.012742 | 1.27 | 0.0063708 | 0.64 | 0.0031854 | 0.32 | 0.00063708 | 0.06 | 0.0063708 | 0.64 | 0.0031854 | 0.32 | 0.0015927 | 0.16 | 0.00031854 | 0.03 | 0.0031854 | 0.32 | 0.0015927 | 0.16 | 0.00079635 | 0.08 | 0.00015927 | 0.02 | 0.00063708 | 0.06 | 0.00031854 | 0.03 | 0.00015927 | 0.02 | 3.1854e-05 | 0
7.5 | 41 | 0 | 1 | 0 | 40 | 0.024859 | 0.46296 | 1.38 | 0.4628 | 1.3566e-05 | 18.6173 | 0 | 0 | 1014.4901 | 480 | 0.012429 | 0.23148 | 0.2314 | 6.7829e-06 | 0.0062147 | 0.11574 | 0.1157 | 3.3915e-06 | 0.0012429 | 0.023148 | 0.02314 | 6.7829e-07 | 8:26 | 0.012813 | 1.27 | 0.0064066 | 0.64 | 0.0032033 | 0.32 | 0.00064066 | 0.06 | 0.0064066 | 0.64 | 0.0032033 | 0.32 | 0.0016016 | 0.16 | 0.00032033 | 0.03 | 0.0032033 | 0.32 | 0.0016016 | 0.16 | 0.00080082 | 0.08 | 0.00016016 | 0.02 | 0.00064066 | 0.06 | 0.00032033 | 0.03 | 0.00016016 | 0.02 | 3.2033e-05 | 0
7.5 | 41 | 0 | 1 | 0 | 40 | 0.024859 | 0.46296 | 1.38 | 0.46281 | 1.3566e-05 | 18.6173 | 0 | 0 | 1014.4966 | 480 | 0.01243 | 0.23148 | 0.23141 | 6.783e-06 | 0.0062148 | 0.11574 | 0.1157 | 3.3915e-06 | 0.001243 | 0.023148 | 0.023141 | 6.783e-07 | 8:26 | 0.012885 | 1.28 | 0.0064423 | 0.64 | 0.0032212 | 0.32 | 0.00064423 | 0.06 | 0.0064423 | 0.64 | 0.0032212 | 0.32 | 0.0016106 | 0.16 | 0.00032212 | 0.03 | 0.0032212 | 0.32 | 0.0016106 | 0.16 | 0.00080529 | 0.08 | 0.00016106 | 0.02 | 0.00064423 | 0.06 | 0.00032212 | 0.03 | 0.00016106 | 0.02 | 3.2212e-05 | 0
7.5 | 41 | 0 | 1 | 0 | 40 | 0.024859 | 0.46296 | 1.38 | 0.46282 | 1.3566e-05 | 18.6173 | 0 | 0 | 1014.5029 | 480 | 0.01243 | 0.23148 | 0.23141 | 6.7831e-06 | 0.0062149 | 0.11574 | 0.1157 | 3.3916e-06 | 0.001243 | 0.023148 | 0.023141 | 6.7831e-07 | 8:26 | 0.012956 | 1.29 | 0.006478 | 0.65 | 0.003239 | 0.32 | 0.0006478 | 0.06 | 0.006478 | 0.65 | 0.003239 | 0.32 | 0.0016195 | 0.16 | 0.0003239 | 0.03 | 0.003239 | 0.32 | 0.0016195 | 0.16 | 0.00080975 | 0.08 | 0.00016195 | 0.02 | 0.0006478 | 0.06 | 0.0003239 | 0.03 | 0.00016195 | 0.02 | 3.239e-05 | 0
7.5 | 41 | 0 | 1 | 0 | 40 | 0.02486 | 0.46296 | 1.38 | 0.46282 | 1.3566e-05 | 18.6173 | 0 | 0 | 1014.5089 | 480 | 0.01243 | 0.23148 | 0.23141 | 6.7832e-06 | 0.0062149 | 0.11574 | 0.11571 | 3.3916e-06 | 0.001243 | 0.023148 | 0.023141 | 6.7832e-07 | 8:26 | 0.013028 | 1.29 | 0.0065138 | 0.65 | 0.0032569 | 0.33 | 0.00065138 | 0.07 | 0.0065138 | 0.65 | 0.0032569 | 0.33 | 0.0016284 | 0.16 | 0.00032569 | 0.03 | 0.0032569 | 0.33 | 0.0016284 | 0.16 | 0.00081422 | 0.08 | 0.00016284 | 0.02 | 0.00065138 | 0.07 | 0.00032569 | 0.03 | 0.00016284 | 0.02 | 3.2569e-05 | 0
7.5 | 41 | 0 | 1 | 0 | 40 | 0.02486 | 0.46296 | 1.38 | 0.46283 | 1.3567e-05 | 18.6173 | 0 | 0 | 1014.5146 | 480 | 0.01243 | 0.23148 | 0.23141 | 6.7833e-06 | 0.006215 | 0.11574 | 0.11571 | 3.3916e-06 | 0.001243 | 0.023148 | 0.023141 | 6.7833e-07 | 8:26 | 0.013099 | 1.3 | 0.0065495 | 0.65 | 0.0032748 | 0.33 | 0.00065495 | 0.07 | 0.0065495 | 0.65 | 0.0032748 | 0.33 | 0.0016374 | 0.16 | 0.00032748 | 0.03 | 0.0032748 | 0.33 | 0.0016374 | 0.16 | 0.00081869 | 0.08 | 0.00016374 | 0.02 | 0.00065495 | 0.07 | 0.00032748 | 0.03 | 0.00016374 | 0.02 | 3.2748e-05 | 0
7.5 | 41 | 0 | 1 | 0 | 40 | 0.02486 | 0.46296 | 1.38 | 0.46283 | 1.3567e-05 | 18.6173 | 0 | 0 | 1014.5202 | 480 | 0.01243 | 0.23148 | 0.23142 | 6.7833e-06 | 0.0062151 | 0.11574 | 0.11571 | 3.3917e-06 | 0.001243 | 0.023148 | 0.023142 | 6.7833e-07 | 8:26 | 0.01317 | 1.31 | 0.0065852 | 0.66 | 0.0032926 | 0.33 | 0.00065852 | 0.07 | 0.0065852 | 0.66 | 0.0032926 | 0.33 | 0.0016463 | 0.16 | 0.00032926 | 0.03 | 0.0032926 | 0.33 | 0.0016463 | 0.16 | 0.00082316 | 0.08 | 0.00016463 | 0.02 | 0.00065852 | 0.07 | 0.00032926 | 0.03 | 0.00016463 | 0.02 | 3.2926e-05 | 0
7.5 | 41 | 0 | 1 | 0 | 40 | 0.02486 | 0.46296 | 1.38 | 0.46284 | 1.3567e-05 | 18.6173 | 0 | 0 | 1014.5255 | 480 | 0.01243 | 0.23148 | 0.23142 | 6.7834e-06 | 0.0062151 | 0.11574 | 0.11571 | 3.3917e-06 | 0.001243 | 0.023148 | 0.023142 | 6.7834e-07 | 8:26 | 0.013242 | 1.32 | 0.006621 | 0.66 | 0.0033105 | 0.33 | 0.0006621 | 0.07 | 0.006621 | 0.66 | 0.0033105 | 0.33 | 0.0016552 | 0.17 | 0.00033105 | 0.03 | 0.0033105 | 0.33 | 0.0016552 | 0.17 | 0.00082762 | 0.08 | 0.00016552 | 0.02 | 0.0006621 | 0.07 | 0.00033105 | 0.03 | 0.00016552 | 0.02 | 3.3105e-05 | 0
7.5 | 41 | 0 | 1 | 0 | 40 | 0.024861 | 0.46296 | 1.38 | 0.46284 | 1.3567e-05 | 18.6173 | 0 | 0 | 1014.5306 | 480 | 0.01243 | 0.23148 | 0.23142 | 6.7835e-06 | 0.0062152 | 0.11574 | 0.11571 | 3.3917e-06 | 0.001243 | 0.023148 | 0.023142 | 6.7835e-07 | 8:26 | 0.013313 | 1.32 | 0.0066567 | 0.66 | 0.0033284 | 0.33 | 0.00066567 | 0.07 | 0.0066567 | 0.66 | 0.0033284 | 0.33 | 0.0016642 | 0.17 | 0.00033284 | 0.03 | 0.0033284 | 0.33 | 0.0016642 | 0.17 | 0.00083209 | 0.08 | 0.00016642 | 0.02 | 0.00066567 | 0.07 | 0.00033284 | 0.03 | 0.00016642 | 0.02 | 3.3284e-05 | 0
7.5 | 41 | 0 | 1 | 0 | 40 | 0.024861 | 0.46296 | 1.38 | 0.46284 | 1.3567e-05 | 18.6173 | 0 | 0 | 1014.5355 | 480 | 0.01243 | 0.23148 | 0.23142 | 6.7835e-06 | 0.0062152 | 0.11574 | 0.11571 | 3.3918e-06 | 0.001243 | 0.023148 | 0.023142 | 6.7835e-07 | 8:27 | 0.013385 | 1.33 | 0.0066925 | 0.67 | 0.0033462 | 0.33 | 0.00066925 | 0.07 | 0.0066925 | 0.67 | 0.0033462 | 0.33 | 0.0016731 | 0.17 | 0.00033462 | 0.03 | 0.0033462 | 0.33 | 0.0016731 | 0.17 | 0.00083656 | 0.08 | 0.00016731 | 0.02 | 0.00066925 | 0.07 | 0.00033462 | 0.03 | 0.00016731 | 0.02 | 3.3462e-05 | 0
7.5 | 41 | 0 | 1 | 0 | 40 | 0.024861 | 0.46296 | 1.38 | 0.46285 | 1.3567e-05 | 18.6173 | 0 | 0 | 1014.5402 | 480 | 0.012431 | 0.23148 | 0.23142 | 6.7836e-06 | 0.0062153 | 0.11574 | 0.11571 | 3.3918e-06 | 0.0012431 | 0.023148 | 0.023142 | 6.7836e-07 | 8:27 | 0.013456 | 1.34 | 0.0067282 | 0.67 | 0.0033641 | 0.34 | 0.00067282 | 0.07 | 0.0067282 | 0.67 | 0.0033641 | 0.34 | 0.001682 | 0.17 | 0.00033641 | 0.03 | 0.0033641 | 0.34 | 0.001682 | 0.17 | 0.00084102 | 0.08 | 0.0001682 | 0.02 | 0.00067282 | 0.07 | 0.00033641 | 0.03 | 0.0001682 | 0.02 | 3.3641e-05 | 0
7.5 | 41 | 0 | 1 | 0 | 40 | 0.024861 | 0.46296 | 1.38 | 0.46285 | 1.3567e-05 | 18.6173 | 0 | 0 | 1014.5448 | 480 | 0.012431 | 0.23148 | 0.23143 | 6.7836e-06 | 0.0062153 | 0.11574 | 0.11571 | 3.3918e-06 | 0.0012431 | 0.023148 | 0.023143 | 6.7836e-07 | 8:27 | 0.013528 | 1.34 | 0.0067639 | 0.67 | 0.003382 | 0.34 | 0.00067639 | 0.07 | 0.0067639 | 0.67 | 0.003382 | 0.34 | 0.001691 | 0.17 | 0.0003382 | 0.03 | 0.003382 | 0.34 | 0.001691 | 0.17 | 0.00084549 | 0.08 | 0.0001691 | 0.02 | 0.00067639 | 0.07 | 0.0003382 | 0.03 | 0.0001691 | 0.02 | 3.382e-05 | 0
7.5 | 41 | 0 | 1 | 0 | 40 | 0.024862 | 0.46296 | 1.38 | 0.46286 | 1.3567e-05 | 18.6173 | 0 | 0 | 1014.5491 | 480 | 0.012431 | 0.23148 | 0.23143 | 6.7837e-06 | 0.0062154 | 0.11574 | 0.11571 | 3.3918e-06 | 0.0012431 | 0.023148 | 0.023143 | 6.7837e-07 | 8:27 | 0.013599 | 1.35 | 0.0067997 | 0.68 | 0.0033998 | 0.34 | 0.00067997 | 0.07 | 0.0067997 | 0.68 | 0.0033998 | 0.34 | 0.0016999 | 0.17 | 0.00033998 | 0.03 | 0.0033998 | 0.34 | 0.0016999 | 0.17 | 0.00084996 | 0.08 | 0.00016999 | 0.02 | 0.00067997 | 0.07 | 0.00033998 | 0.03 | 0.00016999 | 0.02 | 3.3998e-05 | 0
7.5 | 41 | 0 | 1 | 0 | 40 | 0.024862 | 0.46296 | 1.38 | 0.46286 | 1.3567e-05 | 18.6173 | 0 | 0 | 1014.5533 | 480 | 0.012431 | 0.23148 | 0.23143 | 6.7837e-06 | 0.0062154 | 0.11574 | 0.11571 | 3.3919e-06 | 0.0012431 | 0.023148 | 0.023143 | 6.7837e-07 | 8:27 | 0.013671 | 1.36 | 0.0068354 | 0.68 | 0.0034177 | 0.34 | 0.00068354 | 0.07 | 0.0068354 | 0.68 | 0.0034177 | 0.34 | 0.0017089 | 0.17 | 0.00034177 | 0.03 | 0.0034177 | 0.34 | 0.0017089 | 0.17 | 0.00085443 | 0.09 | 0.00017089 | 0.02 | 0.00068354 | 0.07 | 0.00034177 | 0.03 | 0.00017089 | 0.02 | 3.4177e-05 | 0
7.5 | 41 | 0 | 1 | 0 | 40 | 0.024862 | 0.46296 | 1.38 | 0.46286 | 1.3568e-05 | 18.6173 | 0 | 0 | 1014.5574 | 480 | 0.012431 | 0.23148 | 0.23143 | 6.7838e-06 | 0.0062155 | 0.11574 | 0.11572 | 3.3919e-06 | 0.0012431 | 0.023148 | 0.023143 | 6.7838e-07 | 8:27 | 0.013742 | 1.36 | 0.0068711 | 0.68 | 0.0034356 | 0.34 | 0.00068711 | 0.07 | 0.0068711 | 0.68 | 0.0034356 | 0.34 | 0.0017178 | 0.17 | 0.00034356 | 0.03 | 0.0034356 | 0.34 | 0.0017178 | 0.17 | 0.00085889 | 0.09 | 0.00017178 | 0.02 | 0.00068711 | 0.07 | 0.00034356 | 0.03 | 0.00017178 | 0.02 | 3.4356e-05 | 0
7.5 | 41 | 0 | 1 | 0 | 40 | 0.024862 | 0.46296 | 1.38 | 0.46287 | 1.3568e-05 | 18.6173 | 0 | 0 | 1014.5613 | 480 | 0.012431 | 0.23148 | 0.23143 | 6.7838e-06 | 0.0062155 | 0.11574 | 0.11572 | 3.3919e-06 | 0.0012431 | 0.023148 | 0.023143 | 6.7838e-07 | 8:27 | 0.013814 | 1.37 | 0.0069069 | 0.69 | 0.0034534 | 0.34 | 0.00069069 | 0.07 | 0.0069069 | 0.69 | 0.0034534 | 0.34 | 0.0017267 | 0.17 | 0.00034534 | 0.03 | 0.0034534 | 0.34 | 0.0017267 | 0.17 | 0.00086336 | 0.09 | 0.00017267 | 0.02 | 0.00069069 | 0.07 | 0.00034534 | 0.03 | 0.00017267 | 0.02 | 3.4534e-05 | 0
7.5 | 41 | 0 | 1 | 0 | 40 | 0.024862 | 0.46296 | 1.38 | 0.46287 | 1.3568e-05 | 18.6173 | 0 | 0 | 1014.565 | 480 | 0.012431 | 0.23148 | 0.23143 | 6.7839e-06 | 0.0062156 | 0.11574 | 0.11572 | 3.3919e-06 | 0.0012431 | 0.023148 | 0.023143 | 6.7839e-07 | 8:27 | 0.013885 | 1.38 | 0.0069426 | 0.69 | 0.0034713 | 0.35 | 0.00069426 | 0.07 | 0.0069426 | 0.69 | 0.0034713 | 0.35 | 0.0017357 | 0.17 | 0.00034713 | 0.03 | 0.0034713 | 0.35 | 0.0017357 | 0.17 | 0.00086783 | 0.09 | 0.00017357 | 0.02 | 0.00069426 | 0.07 | 0.00034713 | 0.03 | 0.00017357 | 0.02 | 3.4713e-05 | 0
7.5 | 41 | 0 | 1 | 0 | 40 | 0.024862 | 0.46296 | 1.38 | 0.46287 | 1.3568e-05 | 18.6173 | 0 | 0 | 1014.5686 | 480 | 0.012431 | 0.23148 | 0.23144 | 6.7839e-06 | 0.0062156 | 0.11574 | 0.11572 | 3.392e-06 | 0.0012431 | 0.023148 | 0.023144 | 6.7839e-07 | 8:28 | 0.013957 | 1.39 | 0.0069784 | 0.7 | 0.0034892 | 0.35 | 0.00069784 | 0.07 | 0.0069784 | 0.7 | 0.0034892 | 0.35 | 0.0017446 | 0.17 | 0.00034892 | 0.03 | 0.0034892 | 0.35 | 0.0017446 | 0.17 | 0.0008723 | 0.09 | 0.00017446 | 0.02 | 0.00069784 | 0.07 | 0.00034892 | 0.03 | 0.00017446 | 0.02 | 3.4892e-05 | 0
7.5 | 41 | 0 | 1 | 0 | 40 | 0.024863 | 0.46296 | 1.38 | 0.46288 | 1.3568e-05 | 18.6173 | 0 | 0 | 1014.572 | 480 | 0.012431 | 0.23148 | 0.23144 | 6.784e-06 | 0.0062157 | 0.11574 | 0.11572 | 3.392e-06 | 0.0012431 | 0.023148 | 0.023144 | 6.784e-07 | 8:28 | 0.014028 | 1.39 | 0.0070141 | 0.7 | 0.0035071 | 0.35 | 0.00070141 | 0.07 | 0.0070141 | 0.7 | 0.0035071 | 0.35 | 0.0017535 | 0.18 | 0.00035071 | 0.04 | 0.0035071 | 0.35 | 0.0017535 | 0.18 | 0.00087676 | 0.09 | 0.00017535 | 0.02 | 0.00070141 | 0.07 | 0.00035071 | 0.04 | 0.00017535 | 0.02 | 3.5071e-05 | 0
7.5 | 41 | 0 | 1 | 0 | 40 | 0.024863 | 0.46296 | 1.38 | 0.46288 | 1.3568e-05 | 18.6173 | 0 | 0 | 1014.5753 | 480 | 0.012431 | 0.23148 | 0.23144 | 6.784e-06 | 0.0062157 | 0.11574 | 0.11572 | 3.392e-06 | 0.0012431 | 0.023148 | 0.023144 | 6.784e-07 | 8:28 | 0.0141 | 1.4 | 0.0070498 | 0.7 | 0.0035249 | 0.35 | 0.00070498 | 0.07 | 0.0070498 | 0.7 | 0.0035249 | 0.35 | 0.0017625 | 0.18 | 0.00035249 | 0.04 | 0.0035249 | 0.35 | 0.0017625 | 0.18 | 0.00088123 | 0.09 | 0.00017625 | 0.02 | 0.00070498 | 0.07 | 0.00035249 | 0.04 | 0.00017625 | 0.02 | 3.5249e-05 | 0
7.5 | 41 | 0 | 1 | 0 | 40 | 0.024863 | 0.46296 | 1.38 | 0.46288 | 1.3568e-05 | 18.6173 | 0 | 0 | 1014.5785 | 480 | 0.012431 | 0.23148 | 0.23144 | 6.7841e-06 | 0.0062157 | 0.11574 | 0.11572 | 3.392e-06 | 0.0012431 | 0.023148 | 0.023144 | 6.7841e-07 | 8:28 | 0.014171 | 1.41 | 0.0070856 | 0.71 | 0.0035428 | 0.35 | 0.00070856 | 0.07 | 0.0070856 | 0.71 | 0.0035428 | 0.35 | 0.0017714 | 0.18 | 0.00035428 | 0.04 | 0.0035428 | 0.35 | 0.0017714 | 0.18 | 0.0008857 | 0.09 | 0.00017714 | 0.02 | 0.00070856 | 0.07 | 0.00035428 | 0.04 | 0.00017714 | 0.02 | 3.5428e-05 | 0
7.5 | 41 | 0 | 1 | 0 | 40 | 0.024863 | 0.46296 | 1.38 | 0.46288 | 1.3568e-05 | 18.6173 | 0 | 0 | 1014.5816 | 480 | 0.012432 | 0.23148 | 0.23144 | 6.7841e-06 | 0.0062158 | 0.11574 | 0.11572 | 3.3921e-06 | 0.0012432 | 0.023148 | 0.023144 | 6.7841e-07 | 8:28 | 0.014243 | 1.41 | 0.0071213 | 0.71 | 0.0035607 | 0.36 | 0.00071213 | 0.07 | 0.0071213 | 0.71 | 0.0035607 | 0.36 | 0.0017803 | 0.18 | 0.00035607 | 0.04 | 0.0035607 | 0.36 | 0.0017803 | 0.18 | 0.00089017 | 0.09 | 0.00017803 | 0.02 | 0.00071213 | 0.07 | 0.00035607 | 0.04 | 0.00017803 | 0.02 | 3.5607e-05 | 0
7.5 | 41 | 0 | 1 | 0 | 40 | 0.024863 | 0.46296 | 1.38 | 0.46289 | 1.3568e-05 | 18.6173 | 0 | 0 | 1014.5845 | 480 | 0.012432 | 0.23148 | 0.23144 | 6.7841e-06 | 0.0062158 | 0.11574 | 0.11572 | 3.3921e-06 | 0.0012432 | 0.023148 | 0.023144 | 6.7841e-07 | 8:28 | 0.014314 | 1.42 | 0.0071571 | 0.71 | 0.0035785 | 0.36 | 0.00071571 | 0.07 | 0.0071571 | 0.71 | 0.0035785 | 0.36 | 0.0017893 | 0.18 | 0.00035785 | 0.04 | 0.0035785 | 0.36 | 0.0017893 | 0.18 | 0.00089463 | 0.09 | 0.00017893 | 0.02 | 0.00071571 | 0.07 | 0.00035785 | 0.04 | 0.00017893 | 0.02 | 3.5785e-05 | 0
7.5 | 41 | 0 | 1 | 0 | 40 | 0.024863 | 0.46296 | 1.38 | 0.46289 | 1.3568e-05 | 18.6173 | 0 | 0 | 1014.5873 | 480 | 0.012432 | 0.23148 | 0.23144 | 6.7842e-06 | 0.0062158 | 0.11574 | 0.11572 | 3.3921e-06 | 0.0012432 | 0.023148 | 0.023144 | 6.7842e-07 | 8:28 | 0.014386 | 1.43 | 0.0071928 | 0.72 | 0.0035964 | 0.36 | 0.00071928 | 0.07 | 0.0071928 | 0.72 | 0.0035964 | 0.36 | 0.0017982 | 0.18 | 0.00035964 | 0.04 | 0.0035964 | 0.36 | 0.0017982 | 0.18 | 0.0008991 | 0.09 | 0.00017982 | 0.02 | 0.00071928 | 0.07 | 0.00035964 | 0.04 | 0.00017982 | 0.02 | 3.5964e-05 | 0
7.5 | 41 | 0 | 1 | 0 | 40 | 0.024863 | 0.46296 | 1.38 | 0.46289 | 1.3568e-05 | 18.6173 | 0 | 0 | 1014.5901 | 480 | 0.012432 | 0.23148 | 0.23145 | 6.7842e-06 | 0.0062159 | 0.11574 | 0.11572 | 3.3921e-06 | 0.0012432 | 0.023148 | 0.023145 | 6.7842e-07 | 8:28 | 0.014457 | 1.44 | 0.0072286 | 0.72 | 0.0036143 | 0.36 | 0.00072286 | 0.07 | 0.0072286 | 0.72 | 0.0036143 | 0.36 | 0.0018071 | 0.18 | 0.00036143 | 0.04 | 0.0036143 | 0.36 | 0.0018071 | 0.18 | 0.00090357 | 0.09 | 0.00018071 | 0.02 | 0.00072286 | 0.07 | 0.00036143 | 0.04 | 0.00018071 | 0.02 | 3.6143e-05 | 0
7.5 | 41 | 0 | 1 | 0 | 40 | 0.024864 | 0.46296 | 1.38 | 0.46289 | 1.3568e-05 | 18.6173 | 0 | 0 | 1014.5927 | 480 | 0.012432 | 0.23148 | 0.23145 | 6.7842e-06 | 0.0062159 | 0.11574 | 0.11572 | 3.3921e-06 | 0.0012432 | 0.023148 | 0.023145 | 6.7842e-07 | 8:29 | 0.014529 | 1.44 | 0.0072643 | 0.72 | 0.0036321 | 0.36 | 0.00072643 | 0.07 | 0.0072643 | 0.72 | 0.0036321 | 0.36 | 0.0018161 | 0.18 | 0.00036321 | 0.04 | 0.0036321 | 0.36 | 0.0018161 | 0.18 | 0.00090804 | 0.09 | 0.00018161 | 0.02 | 0.00072643 | 0.07 | 0.00036321 | 0.04 | 0.00018161 | 0.02 | 3.6321e-05 | 0
7.5 | 41 | 0 | 1 | 0 | 40 | 0.024864 | 0.46296 | 1.38 | 0.4629 | 1.3569e-05 | 18.6173 | 0 | 0 | 1014.5952 | 480 | 0.012432 | 0.23148 | 0.23145 | 6.7843e-06 | 0.0062159 | 0.11574 | 0.11572 | 3.3921e-06 | 0.0012432 | 0.023148 | 0.023145 | 6.7843e-07 | 8:29 | 0.0146 | 1.45 | 0.0073 | 0.73 | 0.00365 | 0.36 | 0.00073 | 0.07 | 0.0073 | 0.73 | 0.00365 | 0.36 | 0.001825 | 0.18 | 0.000365 | 0.04 | 0.00365 | 0.36 | 0.001825 | 0.18 | 0.0009125 | 0.09 | 0.0001825 | 0.02 | 0.00073 | 0.07 | 0.000365 | 0.04 | 0.0001825 | 0.02 | 3.65e-05 | 0
7.5 | 41 | 0 | 1 | 0 | 40 | 0.024864 | 0.46296 | 1.38 | 0.4629 | 1.3569e-05 | 18.6173 | 0 | 0 | 1014.5976 | 480 | 0.012432 | 0.23148 | 0.23145 | 6.7843e-06 | 0.006216 | 0.11574 | 0.11572 | 3.3922e-06 | 0.0012432 | 0.023148 | 0.023145 | 6.7843e-07 | 8:29 | 0.014672 | 1.46 | 0.0073358 | 0.73 | 0.0036679 | 0.37 | 0.00073358 | 0.07 | 0.0073358 | 0.73 | 0.0036679 | 0.37 | 0.0018339 | 0.18 | 0.00036679 | 0.04 | 0.0036679 | 0.37 | 0.0018339 | 0.18 | 0.00091697 | 0.09 | 0.00018339 | 0.02 | 0.00073358 | 0.07 | 0.00036679 | 0.04 | 0.00018339 | 0.02 | 3.6679e-05 | 0
7.5 | 41 | 0 | 1 | 0 | 40 | 0.024864 | 0.46296 | 1.38 | 0.4629 | 1.3569e-05 | 18.6173 | 0 | 0 | 1014.5999 | 480 | 0.012432 | 0.23148 | 0.23145 | 6.7843e-06 | 0.006216 | 0.11574 | 0.11572 | 3.3922e-06 | 0.0012432 | 0.023148 | 0.023145 | 6.7843e-07 | 8:29 | 0.014743 | 1.46 | 0.0073715 | 0.73 | 0.0036858 | 0.37 | 0.00073715 | 0.07 | 0.0073715 | 0.73 | 0.0036858 | 0.37 | 0.0018429 | 0.18 | 0.00036858 | 0.04 | 0.0036858 | 0.37 | 0.0018429 | 0.18 | 0.00092144 | 0.09 | 0.00018429 | 0.02 | 0.00073715 | 0.07 | 0.00036858 | 0.04 | 0.00018429 | 0.02 | 3.6858e-05 | 0
7.5 | 41 | 0 | 1 | 0 | 40 | 0.024864 | 0.46296 | 1.38 | 0.4629 | 1.3569e-05 | 18.6173 | 0 | 0 | 1014.6021 | 480 | 0.012432 | 0.23148 | 0.23145 | 6.7844e-06 | 0.006216 | 0.11574 | 0.11573 | 3.3922e-06 | 0.0012432 | 0.023148 | 0.023145 | 6.7844e-07 | 8:29 | 0.014815 | 1.47 | 0.0074073 | 0.74 | 0.0037036 | 0.37 | 0.00074073 | 0.07 | 0.0074073 | 0.74 | 0.0037036 | 0.37 | 0.0018518 | 0.19 | 0.00037036 | 0.04 | 0.0037036 | 0.37 | 0.0018518 | 0.19 | 0.00092591 | 0.09 | 0.00018518 | 0.02 | 0.00074073 | 0.07 | 0.00037036 | 0.04 | 0.00018518 | 0.02 | 3.7036e-05 | 0
7.5 | 41 | 0 | 1 | 0 | 40 | 0.024864 | 0.46296 | 1.38 | 0.4629 | 1.3569e-05 | 18.6173 | 0 | 0 | 1014.6043 | 480 | 0.012432 | 0.23148 | 0.23145 | 6.7844e-06 | 0.006216 | 0.11574 | 0.11573 | 3.3922e-06 | 0.0012432 | 0.023148 | 0.023145 | 6.7844e-07 | 8:29 | 0.014886 | 1.48 | 0.007443 | 0.74 | 0.0037215 | 0.37 | 0.0007443 | 0.07 | 0.007443 | 0.74 | 0.0037215 | 0.37 | 0.0018608 | 0.19 | 0.00037215 | 0.04 | 0.0037215 | 0.37 | 0.0018608 | 0.19 | 0.00093038 | 0.09 | 0.00018608 | 0.02 | 0.0007443 | 0.07 | 0.00037215 | 0.04 | 0.00018608 | 0.02 | 3.7215e-05 | 0
7.5 | 41 | 0 | 1 | 0 | 40 | 0.024864 | 0.46296 | 1.38 | 0.46291 | 1.3569e-05 | 18.6173 | 0 | 0 | 1014.6063 | 480 | 0.012432 | 0.23148 | 0.23145 | 6.7844e-06 | 0.0062161 | 0.11574 | 0.11573 | 3.3922e-06 | 0.0012432 | 0.023148 | 0.023145 | 6.7844e-07 | 8:29 | 0.014957 | 1.48 | 0.0074787 | 0.75 | 0.0037394 | 0.37 | 0.00074787 | 0.07 | 0.0074787 | 0.75 | 0.0037394 | 0.37 | 0.0018697 | 0.19 | 0.00037394 | 0.04 | 0.0037394 | 0.37 | 0.0018697 | 0.19 | 0.00093484 | 0.09 | 0.00018697 | 0.02 | 0.00074787 | 0.07 | 0.00037394 | 0.04 | 0.00018697 | 0.02 | 3.7394e-05 | 0
7.5 | 41 | 0 | 1 | 0 | 40 | 0.024864 | 0.46296 | 1.38 | 0.46291 | 1.3569e-05 | 18.6173 | 0 | 0 | 1014.6083 | 480 | 0.012432 | 0.23148 | 0.23145 | 6.7844e-06 | 0.0062161 | 0.11574 | 0.11573 | 3.3922e-06 | 0.0012432 | 0.023148 | 0.023145 | 6.7844e-07 | 8:29 | 0.015029 | 1.49 | 0.0075145 | 0.75 | 0.0037572 | 0.38 | 0.00075145 | 0.08 | 0.0075145 | 0.75 | 0.0037572 | 0.38 | 0.0018786 | 0.19 | 0.00037572 | 0.04 | 0.0037572 | 0.38 | 0.0018786 | 0.19 | 0.00093931 | 0.09 | 0.00018786 | 0.02 | 0.00075145 | 0.08 | 0.00037572 | 0.04 | 0.00018786 | 0.02 | 3.7572e-05 | 0
7.5 | 41 | 0 | 1 | 0 | 40 | 0.024864 | 0.46296 | 1.38 | 0.46291 | 1.3569e-05 | 18.6173 | 0 | 0 | 1014.6102 | 480 | 0.012432 | 0.23148 | 0.23145 | 6.7845e-06 | 0.0062161 | 0.11574 | 0.11573 | 3.3922e-06 | 0.0012432 | 0.023148 | 0.023145 | 6.7845e-07 | 8:30 | 0.0151 | 1.5 | 0.0075502 | 0.75 | 0.0037751 | 0.38 | 0.00075502 | 0.08 | 0.0075502 | 0.75 | 0.0037751 | 0.38 | 0.0018876 | 0.19 | 0.00037751 | 0.04 | 0.0037751 | 0.38 | 0.0018876 | 0.19 | 0.00094378 | 0.09 | 0.00018876 | 0.02 | 0.00075502 | 0.08 | 0.00037751 | 0.04 | 0.00018876 | 0.02 | 3.7751e-05 | 0
7.5 | 41 | 0 | 1 | 0 | 40 | 0.024864 | 0.46296 | 1.38 | 0.46291 | 1.3569e-05 | 18.6173 | 0 | 0 | 1014.6121 | 480 | 0.012432 | 0.23148 | 0.23146 | 6.7845e-06 | 0.0062161 | 0.11574 | 0.11573 | 3.3922e-06 | 0.0012432 | 0.023148 | 0.023146 | 6.7845e-07 | 8:30 | 0.015172 | 1.51 | 0.007586 | 0.76 | 0.003793 | 0.38 | 0.0007586 | 0.08 | 0.007586 | 0.76 | 0.003793 | 0.38 | 0.0018965 | 0.19 | 0.0003793 | 0.04 | 0.003793 | 0.38 | 0.0018965 | 0.19 | 0.00094825 | 0.09 | 0.00018965 | 0.02 | 0.0007586 | 0.08 | 0.0003793 | 0.04 | 0.00018965 | 0.02 | 3.793e-05 | 0
7.5 | 41 | 0 | 1 | 0 | 40 | 0.024865 | 0.46296 | 1.38 | 0.46291 | 1.3569e-05 | 18.6173 | 0 | 0 | 1014.6138 | 480 | 0.012432 | 0.23148 | 0.23146 | 6.7845e-06 | 0.0062161 | 0.11574 | 0.11573 | 3.3923e-06 | 0.0012432 | 0.023148 | 0.023146 | 6.7845e-07 | 8:30 | 0.015243 | 1.51 | 0.0076217 | 0.76 | 0.0038109 | 0.38 | 0.00076217 | 0.08 | 0.0076217 | 0.76 | 0.0038109 | 0.38 | 0.0019054 | 0.19 | 0.00038109 | 0.04 | 0.0038109 | 0.38 | 0.0019054 | 0.19 | 0.00095271 | 0.1 | 0.00019054 | 0.02 | 0.00076217 | 0.08 | 0.00038109 | 0.04 | 0.00019054 | 0.02 | 3.8109e-05 | 0
7.5 | 41 | 0 | 1 | 0 | 40 | 0.024865 | 0.46296 | 1.38 | 0.46291 | 1.3569e-05 | 18.6173 | 0 | 0 | 1014.6155 | 480 | 0.012432 | 0.23148 | 0.23146 | 6.7845e-06 | 0.0062162 | 0.11574 | 0.11573 | 3.3923e-06 | 0.0012432 | 0.023148 | 0.023146 | 6.7845e-07 | 8:30 | 0.015315 | 1.52 | 0.0076575 | 0.76 | 0.0038287 | 0.38 | 0.00076575 | 0.08 | 0.0076575 | 0.76 | 0.0038287 | 0.38 | 0.0019144 | 0.19 | 0.00038287 | 0.04 | 0.0038287 | 0.38 | 0.0019144 | 0.19 | 0.00095718 | 0.1 | 0.00019144 | 0.02 | 0.00076575 | 0.08 | 0.00038287 | 0.04 | 0.00019144 | 0.02 | 3.8287e-05 | 0
7.5 | 41 | 0 | 1 | 0 | 40 | 0.024865 | 0.46296 | 1.38 | 0.46291 | 1.3569e-05 | 18.6173 | 0 | 0 | 1014.6171 | 480 | 0.012432 | 0.23148 | 0.23146 | 6.7846e-06 | 0.0062162 | 0.11574 | 0.11573 | 3.3923e-06 | 0.0012432 | 0.023148 | 0.023146 | 6.7846e-07 | 8:30 | 0.015386 | 1.53 | 0.0076932 | 0.77 | 0.0038466 | 0.38 | 0.00076932 | 0.08 | 0.0076932 | 0.77 | 0.0038466 | 0.38 | 0.0019233 | 0.19 | 0.00038466 | 0.04 | 0.0038466 | 0.38 | 0.0019233 | 0.19 | 0.00096165 | 0.1 | 0.00019233 | 0.02 | 0.00076932 | 0.08 | 0.00038466 | 0.04 | 0.00019233 | 0.02 | 3.8466e-05 | 0
7.5 | 41 | 0 | 1 | 0 | 40 | 0.024865 | 0.46296 | 1.38 | 0.46292 | 1.3569e-05 | 18.6173 | 0 | 0 | 1014.6187 | 480 | 0.012432 | 0.23148 | 0.23146 | 6.7846e-06 | 0.0062162 | 0.11574 | 0.11573 | 3.3923e-06 | 0.0012432 | 0.023148 | 0.023146 | 6.7846e-07 | 8:30 | 0.015458 | 1.53 | 0.0077289 | 0.77 | 0.0038645 | 0.39 | 0.00077289 | 0.08 | 0.0077289 | 0.77 | 0.0038645 | 0.39 | 0.0019322 | 0.19 | 0.00038645 | 0.04 | 0.0038645 | 0.39 | 0.0019322 | 0.19 | 0.00096612 | 0.1 | 0.00019322 | 0.02 | 0.00077289 | 0.08 | 0.00038645 | 0.04 | 0.00019322 | 0.02 | 3.8645e-05 | 0
7.5 | 41 | 0 | 1 | 0 | 40 | 0.024865 | 0.46296 | 1.38 | 0.46292 | 1.3569e-05 | 18.6173 | 0 | 0 | 1014.6202 | 480 | 0.012432 | 0.23148 | 0.23146 | 6.7846e-06 | 0.0062162 | 0.11574 | 0.11573 | 3.3923e-06 | 0.0012432 | 0.023148 | 0.023146 | 6.7846e-07 | 8:30 | 0.015529 | 1.54 | 0.0077647 | 0.77 | 0.0038823 | 0.39 | 0.00077647 | 0.08 | 0.0077647 | 0.77 | 0.0038823 | 0.39 | 0.0019412 | 0.19 | 0.00038823 | 0.04 | 0.0038823 | 0.39 | 0.0019412 | 0.19 | 0.00097059 | 0.1 | 0.00019412 | 0.02 | 0.00077647 | 0.08 | 0.00038823 | 0.04 | 0.00019412 | 0.02 | 3.8823e-05 | 0
7.5 | 41 | 0 | 1 | 0 | 40 | 0.024865 | 0.46296 | 1.38 | 0.46292 | 1.3569e-05 | 18.6173 | 0 | 0 | 1014.6216 | 480 | 0.012432 | 0.23148 | 0.23146 | 6.7846e-06 | 0.0062162 | 0.11574 | 0.11573 | 3.3923e-06 | 0.0012432 | 0.023148 | 0.023146 | 6.7846e-07 | 8:30 | 0.015601 | 1.55 | 0.0078004 | 0.78 | 0.0039002 | 0.39 | 0.00078004 | 0.08 | 0.0078004 | 0.78 | 0.0039002 | 0.39 | 0.0019501 | 0.19 | 0.00039002 | 0.04 | 0.0039002 | 0.39 | 0.0019501 | 0.19 | 0.00097505 | 0.1 | 0.00019501 | 0.02 | 0.00078004 | 0.08 | 0.00039002 | 0.04 | 0.00019501 | 0.02 | 3.9002e-05 | 0
7.5 | 41 | 0 | 1 | 0 | 40 | 0.024865 | 0.46296 | 1.38 | 0.46292 | 1.3569e-05 | 18.6173 | 0 | 0 | 1014.623 | 480 | 0.012432 | 0.23148 | 0.23146 | 6.7846e-06 | 0.0062162 | 0.11574 | 0.11573 | 3.3923e-06 | 0.0012432 | 0.023148 | 0.023146 | 6.7846e-07 | 8:31 | 0.015672 | 1.56 | 0.0078362 | 0.78 | 0.0039181 | 0.39 | 0.00078362 | 0.08 | 0.0078362 | 0.78 | 0.0039181 | 0.39 | 0.001959 | 0.2 | 0.00039181 | 0.04 | 0.0039181 | 0.39 | 0.001959 | 0.2 | 0.00097952 | 0.1 | 0.0001959 | 0.02 | 0.00078362 | 0.08 | 0.00039181 | 0.04 | 0.0001959 | 0.02 | 3.9181e-05 | 0
7.5 | 41 | 0 | 1 | 0 | 40 | 0.024865 | 0.46296 | 1.38 | 0.46292 | 1.3569e-05 | 18.6173 | 0 | 0 | 1014.6244 | 480 | 0.012433 | 0.23148 | 0.23146 | 6.7846e-06 | 0.0062163 | 0.11574 | 0.11573 | 3.3923e-06 | 0.0012433 | 0.023148 | 0.023146 | 6.7846e-07 | 8:31 | 0.015744 | 1.56 | 0.0078719 | 0.78 | 0.003936 | 0.39 | 0.00078719 | 0.08 | 0.0078719 | 0.78 | 0.003936 | 0.39 | 0.001968 | 0.2 | 0.0003936 | 0.04 | 0.003936 | 0.39 | 0.001968 | 0.2 | 0.00098399 | 0.1 | 0.0001968 | 0.02 | 0.00078719 | 0.08 | 0.0003936 | 0.04 | 0.0001968 | 0.02 | 3.936e-05 | 0
7.5 | 41 | 0 | 1 | 0 | 40 | 0.024865 | 0.46296 | 1.38 | 0.46292 | 1.3569e-05 | 18.6173 | 0 | 0 | 1014.6256 | 480 | 0.012433 | 0.23148 | 0.23146 | 6.7847e-06 | 0.0062163 | 0.11574 | 0.11573 | 3.3923e-06 | 0.0012433 | 0.023148 | 0.023146 | 6.7847e-07 | 8:31 | 0.015815 | 1.57 | 0.0079077 | 0.79 | 0.0039538 | 0.39 | 0.00079077 | 0.08 | 0.0079077 | 0.79 | 0.0039538 | 0.39 | 0.0019769 | 0.2 | 0.00039538 | 0.04 | 0.0039538 | 0.39 | 0.0019769 | 0.2 | 0.00098846 | 0.1 | 0.00019769 | 0.02 | 0.00079077 | 0.08 | 0.00039538 | 0.04 | 0.00019769 | 0.02 | 3.9538e-05 | 0
7.5 | 41 | 0 | 1 | 0 | 40 | 0.024865 | 0.46296 | 1.38 | 0.46292 | 1.3569e-05 | 18.6173 | 0 | 0 | 1014.6269 | 480 | 0.012433 | 0.23148 | 0.23146 | 6.7847e-06 | 0.0062163 | 0.11574 | 0.11573 | 3.3923e-06 | 0.0012433 | 0.023148 | 0.023146 | 6.7847e-07 | 8:31 | 0.015887 | 1.58 | 0.0079434 | 0.79 | 0.0039717 | 0.4 | 0.00079434 | 0.08 | 0.0079434 | 0.79 | 0.0039717 | 0.4 | 0.0019859 | 0.2 | 0.00039717 | 0.04 | 0.0039717 | 0.4 | 0.0019859 | 0.2 | 0.00099293 | 0.1 | 0.00019859 | 0.02 | 0.00079434 | 0.08 | 0.00039717 | 0.04 | 0.00019859 | 0.02 | 3.9717e-05 | 0
7.5 | 41 | 0 | 1 | 0 | 40 | 0.024865 | 0.46296 | 1.38 | 0.46292 | 1.3569e-05 | 18.6173 | 0 | 0 | 1014.628 | 480 | 0.012433 | 0.23148 | 0.23146 | 6.7847e-06 | 0.0062163 | 0.11574 | 0.11573 | 3.3923e-06 | 0.0012433 | 0.023148 | 0.023146 | 6.7847e-07 | 8:31 | 0.015958 | 1.58 | 0.0079791 | 0.79 | 0.0039896 | 0.4 | 0.00079791 | 0.08 | 0.0079791 | 0.79 | 0.0039896 | 0.4 | 0.0019948 | 0.2 | 0.00039896 | 0.04 | 0.0039896 | 0.4 | 0.0019948 | 0.2 | 0.00099739 | 0.1 | 0.00019948 | 0.02 | 0.00079791 | 0.08 | 0.00039896 | 0.04 | 0.00019948 | 0.02 | 3.9896e-05 | 0
7.5 | 41 | 0 | 1 | 0 | 40 | 0.024865 | 0.46296 | 1.38 | 0.46292 | 1.3569e-05 | 18.6173 | 0 | 0 | 1014.6292 | 480 | 0.012433 | 0.23148 | 0.23146 | 6.7847e-06 | 0.0062163 | 0.11574 | 0.11573 | 3.3924e-06 | 0.0012433 | 0.023148 | 0.023146 | 6.7847e-07 | 8:31 | 0.01603 | 1.59 | 0.0080149 | 0.8 | 0.0040074 | 0.4 | 0.00080149 | 0.08 | 0.0080149 | 0.8 | 0.0040074 | 0.4 | 0.0020037 | 0.2 | 0.00040074 | 0.04 | 0.0040074 | 0.4 | 0.0020037 | 0.2 | 0.0010019 | 0.1 | 0.00020037 | 0.02 | 0.00080149 | 0.08 | 0.00040074 | 0.04 | 0.00020037 | 0.02 | 4.0074e-05 | 0
7.5 | 41 | 0 | 1 | 0 | 40 | 0.024865 | 0.46296 | 1.38 | 0.46293 | 1.3569e-05 | 18.6173 | 0 | 0 | 1014.6303 | 480 | 0.012433 | 0.23148 | 0.23146 | 6.7847e-06 | 0.0062163 | 0.11574 | 0.11573 | 3.3924e-06 | 0.0012433 | 0.023148 | 0.023146 | 6.7847e-07 | 8:31 | 0.016101 | 1.6 | 0.0080506 | 0.8 | 0.0040253 | 0.4 | 0.00080506 | 0.08 | 0.0080506 | 0.8 | 0.0040253 | 0.4 | 0.0020127 | 0.2 | 0.00040253 | 0.04 | 0.0040253 | 0.4 | 0.0020127 | 0.2 | 0.0010063 | 0.1 | 0.00020127 | 0.02 | 0.00080506 | 0.08 | 0.00040253 | 0.04 | 0.00020127 | 0.02 | 4.0253e-05 | 0
7.5 | 41 | 0 | 1 | 0 | 40 | 0.024865 | 0.46296 | 1.38 | 0.46293 | 1.3569e-05 | 18.6173 | 0 | 0 | 1014.6313 | 480 | 0.012433 | 0.23148 | 0.23146 | 6.7847e-06 | 0.0062163 | 0.11574 | 0.11573 | 3.3924e-06 | 0.0012433 | 0.023148 | 0.023146 | 6.7847e-07 | 8:31 | 0.016173 | 1.6 | 0.0080864 | 0.81 | 0.0040432 | 0.4 | 0.00080864 | 0.08 | 0.0080864 | 0.81 | 0.0040432 | 0.4 | 0.0020216 | 0.2 | 0.00040432 | 0.04 | 0.0040432 | 0.4 | 0.0020216 | 0.2 | 0.0010108 | 0.1 | 0.00020216 | 0.02 | 0.00080864 | 0.08 | 0.00040432 | 0.04 | 0.00020216 | 0.02 | 4.0432e-05 | 0
7.5 | 41 | 0 | 1 | 0 | 40 | 0.024865 | 0.46296 | 1.38 | 0.46293 | 1.357e-05 | 18.6173 | 0 | 0 | 1014.6323 | 480 | 0.012433 | 0.23148 | 0.23146 | 6.7848e-06 | 0.0062164 | 0.11574 | 0.11573 | 3.3924e-06 | 0.0012433 | 0.023148 | 0.023146 | 6.7848e-07 | 8:32 | 0.016244 | 1.61 | 0.0081221 | 0.81 | 0.0040611 | 0.41 | 0.00081221 | 0.08 | 0.0081221 | 0.81 | 0.0040611 | 0.41 | 0.0020305 | 0.2 | 0.00040611 | 0.04 | 0.0040611 | 0.41 | 0.0020305 | 0.2 | 0.0010153 | 0.1 | 0.00020305 | 0.02 | 0.00081221 | 0.08 | 0.00040611 | 0.04 | 0.00020305 | 0.02 | 4.0611e-05 | 0
7.5 | 41 | 0 | 1 | 0 | 40 | 0.024865 | 0.46296 | 1.38 | 0.46293 | 1.357e-05 | 18.6173 | 0 | 0 | 1014.6333 | 480 | 0.012433 | 0.23148 | 0.23146 | 6.7848e-06 | 0.0062164 | 0.11574 | 0.11573 | 3.3924e-06 | 0.0012433 | 0.023148 | 0.023146 | 6.7848e-07 | 8:32 | 0.016316 | 1.62 | 0.0081579 | 0.81 | 0.0040789 | 0.41 | 0.00081579 | 0.08 | 0.0081579 | 0.81 | 0.0040789 | 0.41 | 0.0020395 | 0.2 | 0.00040789 | 0.04 | 0.0040789 | 0.41 | 0.0020395 | 0.2 | 0.0010197 | 0.1 | 0.00020395 | 0.02 | 0.00081579 | 0.08 | 0.00040789 | 0.04 | 0.00020395 | 0.02 | 4.0789e-05 | 0
7.5 | 41 | 0 | 1 | 0 | 40 | 0.024866 | 0.46296 | 1.38 | 0.46293 | 1.357e-05 | 18.6173 | 0 | 0 | 1014.6342 | 480 | 0.012433 | 0.23148 | 0.23146 | 6.7848e-06 | 0.0062164 | 0.11574 | 0.11573 | 3.3924e-06 | 0.0012433 | 0.023148 | 0.023146 | 6.7848e-07 | 8:32 | 0.016387 | 1.63 | 0.0081936 | 0.82 | 0.0040968 | 0.41 | 0.00081936 | 0.08 | 0.0081936 | 0.82 | 0.0040968 | 0.41 | 0.0020484 | 0.2 | 0.00040968 | 0.04 | 0.0040968 | 0.41 | 0.0020484 | 0.2 | 0.0010242 | 0.1 | 0.00020484 | 0.02 | 0.00081936 | 0.08 | 0.00040968 | 0.04 | 0.00020484 | 0.02 | 4.0968e-05 | 0
7.5 | 41 | 0 | 1 | 0 | 40 | 0.024866 | 0.46296 | 1.38 | 0.46293 | 1.357e-05 | 18.6173 | 0 | 0 | 1014.6351 | 480 | 0.012433 | 0.23148 | 0.23147 | 6.7848e-06 | 0.0062164 | 0.11574 | 0.11573 | 3.3924e-06 | 0.0012433 | 0.023148 | 0.023147 | 6.7848e-07 | 8:32 | 0.016459 | 1.63 | 0.0082294 | 0.82 | 0.0041147 | 0.41 | 0.00082294 | 0.08 | 0.0082294 | 0.82 | 0.0041147 | 0.41 | 0.0020573 | 0.21 | 0.00041147 | 0.04 | 0.0041147 | 0.41 | 0.0020573 | 0.21 | 0.0010287 | 0.1 | 0.00020573 | 0.02 | 0.00082294 | 0.08 | 0.00041147 | 0.04 | 0.00020573 | 0.02 | 4.1147e-05 | 0
7.5 | 41 | 0 | 1 | 0 | 40 | 0.024866 | 0.46296 | 1.38 | 0.46293 | 1.357e-05 | 18.6173 | 0 | 0 | 1014.636 | 480 | 0.012433 | 0.23148 | 0.23147 | 6.7848e-06 | 0.0062164 | 0.11574 | 0.11573 | 3.3924e-06 | 0.0012433 | 0.023148 | 0.023147 | 6.7848e-07 | 8:32 | 0.01653 | 1.64 | 0.0082651 | 0.82 | 0.0041326 | 0.41 | 0.00082651 | 0.08 | 0.0082651 | 0.82 | 0.0041326 | 0.41 | 0.0020663 | 0.21 | 0.00041326 | 0.04 | 0.0041326 | 0.41 | 0.0020663 | 0.21 | 0.0010331 | 0.1 | 0.00020663 | 0.02 | 0.00082651 | 0.08 | 0.00041326 | 0.04 | 0.00020663 | 0.02 | 4.1326e-05 | 0
7.5 | 41 | 0 | 1 | 0 | 40 | 0.024866 | 0.46296 | 1.38 | 0.46293 | 1.357e-05 | 18.6173 | 0 | 0 | 1014.6368 | 480 | 0.012433 | 0.23148 | 0.23147 | 6.7848e-06 | 0.0062164 | 0.11574 | 0.11573 | 3.3924e-06 | 0.0012433 | 0.023148 | 0.023147 | 6.7848e-07 | 8:32 | 0.016602 | 1.65 | 0.0083008 | 0.83 | 0.0041504 | 0.41 | 0.00083008 | 0.08 | 0.0083008 | 0.83 | 0.0041504 | 0.41 | 0.0020752 | 0.21 | 0.00041504 | 0.04 | 0.0041504 | 0.41 | 0.0020752 | 0.21 | 0.0010376 | 0.1 | 0.00020752 | 0.02 | 0.00083008 | 0.08 | 0.00041504 | 0.04 | 0.00020752 | 0.02 | 4.1504e-05 | 0
7.5 | 41 | 0 | 1 | 0 | 40 | 0.024866 | 0.46296 | 1.38 | 0.46293 | 1.357e-05 | 18.6173 | 0 | 0 | 1014.6376 | 480 | 0.012433 | 0.23148 | 0.23147 | 6.7848e-06 | 0.0062164 | 0.11574 | 0.11573 | 3.3924e-06 | 0.0012433 | 0.023148 | 0.023147 | 6.7848e-07 | 8:32 | 0.016673 | 1.65 | 0.0083366 | 0.83 | 0.0041683 | 0.42 | 0.00083366 | 0.08 | 0.0083366 | 0.83 | 0.0041683 | 0.42 | 0.0020841 | 0.21 | 0.00041683 | 0.04 | 0.0041683 | 0.42 | 0.0020841 | 0.21 | 0.0010421 | 0.1 | 0.00020841 | 0.02 | 0.00083366 | 0.08 | 0.00041683 | 0.04 | 0.00020841 | 0.02 | 4.1683e-05 | 0
7.5 | 41 | 0 | 1 | 0 | 40 | 0.024866 | 0.46296 | 1.38 | 0.46293 | 1.357e-05 | 18.6173 | 0 | 0 | 1014.6384 | 480 | 0.012433 | 0.23148 | 0.23147 | 6.7848e-06 | 0.0062164 | 0.11574 | 0.11573 | 3.3924e-06 | 0.0012433 | 0.023148 | 0.023147 | 6.7848e-07 | 8:32 | 0.016745 | 1.66 | 0.0083723 | 0.83 | 0.0041862 | 0.42 | 0.00083723 | 0.08 | 0.0083723 | 0.83 | 0.0041862 | 0.42 | 0.0020931 | 0.21 | 0.00041862 | 0.04 | 0.0041862 | 0.42 | 0.0020931 | 0.21 | 0.0010465 | 0.1 | 0.00020931 | 0.02 | 0.00083723 | 0.08 | 0.00041862 | 0.04 | 0.00020931 | 0.02 | 4.1862e-05 | 0
7.5 | 41 | 0 | 1 | 0 | 40 | 0.024866 | 0.46296 | 1.38 | 0.46293 | 1.357e-05 | 18.6173 | 0 | 0 | 1014.6391 | 480 | 0.012433 | 0.23148 | 0.23147 | 6.7848e-06 | 0.0062164 | 0.11574 | 0.11573 | 3.3924e-06 | 0.0012433 | 0.023148 | 0.023147 | 6.7848e-07 | 8:33 | 0.016816 | 1.67 | 0.0084081 | 0.84 | 0.004204 | 0.42 | 0.00084081 | 0.08 | 0.0084081 | 0.84 | 0.004204 | 0.42 | 0.002102 | 0.21 | 0.0004204 | 0.04 | 0.004204 | 0.42 | 0.002102 | 0.21 | 0.001051 | 0.11 | 0.0002102 | 0.02 | 0.00084081 | 0.08 | 0.0004204 | 0.04 | 0.0002102 | 0.02 | 4.204e-05 | 0
7.5 | 41 | 0 | 1 | 0 | 40 | 0.024866 | 0.46296 | 1.38 | 0.46293 | 1.357e-05 | 18.6173 | 0 | 0 | 1014.6398 | 480 | 0.012433 | 0.23148 | 0.23147 | 6.7848e-06 | 0.0062164 | 0.11574 | 0.11573 | 3.3924e-06 | 0.0012433 | 0.023148 | 0.023147 | 6.7848e-07 | 8:33 | 0.016888 | 1.67 | 0.0084438 | 0.84 | 0.0042219 | 0.42 | 0.00084438 | 0.08 | 0.0084438 | 0.84 | 0.0042219 | 0.42 | 0.002111 | 0.21 | 0.00042219 | 0.04 | 0.0042219 | 0.42 | 0.002111 | 0.21 | 0.0010555 | 0.11 | 0.0002111 | 0.02 | 0.00084438 | 0.08 | 0.00042219 | 0.04 | 0.0002111 | 0.02 | 4.2219e-05 | 0
7.5 | 41 | 0 | 1 | 0 | 40 | 0.024866 | 0.46296 | 1.38 | 0.46293 | 1.357e-05 | 18.6173 | 0 | 0 | 1014.6405 | 480 | 0.012433 | 0.23148 | 0.23147 | 6.7849e-06 | 0.0062165 | 0.11574 | 0.11573 | 3.3924e-06 | 0.0012433 | 0.023148 | 0.023147 | 6.7849e-07 | 8:33 | 0.016959 | 1.68 | 0.0084796 | 0.84 | 0.0042398 | 0.42 | 0.00084796 | 0.08 | 0.0084796 | 0.84 | 0.0042398 | 0.42 | 0.0021199 | 0.21 | 0.00042398 | 0.04 | 0.0042398 | 0.42 | 0.0021199 | 0.21 | 0.0010599 | 0.11 | 0.00021199 | 0.02 | 0.00084796 | 0.08 | 0.00042398 | 0.04 | 0.00021199 | 0.02 | 4.2398e-05 | 0
7.5 | 41 | 0 | 1 | 0 | 40 | 0.024866 | 0.46296 | 1.38 | 0.46294 | 1.357e-05 | 18.6173 | 0 | 0 | 1014.6412 | 480 | 0.012433 | 0.23148 | 0.23147 | 6.7849e-06 | 0.0062165 | 0.11574 | 0.11573 | 3.3924e-06 | 0.0012433 | 0.023148 | 0.023147 | 6.7849e-07 | 8:33 | 0.017031 | 1.69 | 0.0085153 | 0.85 | 0.0042577 | 0.42 | 0.00085153 | 0.09 | 0.0085153 | 0.85 | 0.0042577 | 0.42 | 0.0021288 | 0.21 | 0.00042577 | 0.04 | 0.0042577 | 0.42 | 0.0021288 | 0.21 | 0.0010644 | 0.11 | 0.00021288 | 0.02 | 0.00085153 | 0.09 | 0.00042577 | 0.04 | 0.00021288 | 0.02 | 4.2577e-05 | 0
7.5 | 41 | 0 | 1 | 0 | 40 | 0.024866 | 0.46296 | 1.38 | 0.46294 | 1.357e-05 | 18.6173 | 0 | 0 | 1014.6418 | 480 | 0.012433 | 0.23148 | 0.23147 | 6.7849e-06 | 0.0062165 | 0.11574 | 0.11573 | 3.3924e-06 | 0.0012433 | 0.023148 | 0.023147 | 6.7849e-07 | 8:33 | 0.017102 | 1.7 | 0.0085511 | 0.85 | 0.0042755 | 0.43 | 0.00085511 | 0.09 | 0.0085511 | 0.85 | 0.0042755 | 0.43 | 0.0021378 | 0.21 | 0.00042755 | 0.04 | 0.0042755 | 0.43 | 0.0021378 | 0.21 | 0.0010689 | 0.11 | 0.00021378 | 0.02 | 0.00085511 | 0.09 | 0.00042755 | 0.04 | 0.00021378 | 0.02 | 4.2755e-05 | 0
7.5 | 41 | 0 | 1 | 0 | 40 | 0.024866 | 0.46296 | 1.38 | 0.46294 | 1.357e-05 | 18.6173 | 0 | 0 | 1014.6424 | 480 | 0.012433 | 0.23148 | 0.23147 | 6.7849e-06 | 0.0062165 | 0.11574 | 0.11573 | 3.3924e-06 | 0.0012433 | 0.023148 | 0.023147 | 6.7849e-07 | 8:33 | 0.017174 | 1.7 | 0.0085868 | 0.86 | 0.0042934 | 0.43 | 0.00085868 | 0.09 | 0.0085868 | 0.86 | 0.0042934 | 0.43 | 0.0021467 | 0.21 | 0.00042934 | 0.04 | 0.0042934 | 0.43 | 0.0021467 | 0.21 | 0.0010734 | 0.11 | 0.00021467 | 0.02 | 0.00085868 | 0.09 | 0.00042934 | 0.04 | 0.00021467 | 0.02 | 4.2934e-05 | 0
7.5 | 41 | 0 | 1 | 0 | 40 | 0.024866 | 0.46296 | 1.38 | 0.46294 | 1.357e-05 | 18.6173 | 0 | 0 | 1014.643 | 480 | 0.012433 | 0.23148 | 0.23147 | 6.7849e-06 | 0.0062165 | 0.11574 | 0.11573 | 3.3924e-06 | 0.0012433 | 0.023148 | 0.023147 | 6.7849e-07 | 8:33 | 0.017245 | 1.71 | 0.0086225 | 0.86 | 0.0043113 | 0.43 | 0.00086225 | 0.09 | 0.0086225 | 0.86 | 0.0043113 | 0.43 | 0.0021556 | 0.22 | 0.00043113 | 0.04 | 0.0043113 | 0.43 | 0.0021556 | 0.22 | 0.0010778 | 0.11 | 0.00021556 | 0.02 | 0.00086225 | 0.09 | 0.00043113 | 0.04 | 0.00021556 | 0.02 | 4.3113e-05 | 0
7.5 | 41 | 0 | 1 | 0 | 40 | 0.024866 | 0.46296 | 1.38 | 0.46294 | 1.357e-05 | 18.6173 | 0 | 0 | 1014.6435 | 480 | 0.012433 | 0.23148 | 0.23147 | 6.7849e-06 | 0.0062165 | 0.11574 | 0.11573 | 3.3924e-06 | 0.0012433 | 0.023148 | 0.023147 | 6.7849e-07 | 8:33 | 0.017317 | 1.72 | 0.0086583 | 0.86 | 0.0043291 | 0.43 | 0.00086583 | 0.09 | 0.0086583 | 0.86 | 0.0043291 | 0.43 | 0.0021646 | 0.22 | 0.00043291 | 0.04 | 0.0043291 | 0.43 | 0.0021646 | 0.22 | 0.0010823 | 0.11 | 0.00021646 | 0.02 | 0.00086583 | 0.09 | 0.00043291 | 0.04 | 0.00021646 | 0.02 | 4.3291e-05 | 0
7.5 | 41 | 0 | 1 | 0 | 40 | 0.024866 | 0.46296 | 1.38 | 0.46294 | 1.357e-05 | 18.6173 | 0 | 0 | 1014.6441 | 480 | 0.012433 | 0.23148 | 0.23147 | 6.7849e-06 | 0.0062165 | 0.11574 | 0.11573 | 3.3925e-06 | 0.0012433 | 0.023148 | 0.023147 | 6.7849e-07 | 8:34 | 0.017388 | 1.72 | 0.008694 | 0.87 | 0.004347 | 0.43 | 0.0008694 | 0.09 | 0.008694 | 0.87 | 0.004347 | 0.43 | 0.0021735 | 0.22 | 0.0004347 | 0.04 | 0.004347 | 0.43 | 0.0021735 | 0.22 | 0.0010868 | 0.11 | 0.00021735 | 0.02 | 0.0008694 | 0.09 | 0.0004347 | 0.04 | 0.00021735 | 0.02 | 4.347e-05 | 0
7.5 | 41 | 0 | 1 | 0 | 40 | 0.024866 | 0.46296 | 1.38 | 0.46294 | 1.357e-05 | 18.6173 | 0 | 0 | 1014.6446 | 480 | 0.012433 | 0.23148 | 0.23147 | 6.7849e-06 | 0.0062165 | 0.11574 | 0.11573 | 3.3925e-06 | 0.0012433 | 0.023148 | 0.023147 | 6.7849e-07 | 8:34 | 0.01746 | 1.73 | 0.0087298 | 0.87 | 0.0043649 | 0.44 | 0.00087298 | 0.09 | 0.0087298 | 0.87 | 0.0043649 | 0.44 | 0.0021824 | 0.22 | 0.00043649 | 0.04 | 0.0043649 | 0.44 | 0.0021824 | 0.22 | 0.0010912 | 0.11 | 0.00021824 | 0.02 | 0.00087298 | 0.09 | 0.00043649 | 0.04 | 0.00021824 | 0.02 | 4.3649e-05 | 0
7.5 | 41 | 0 | 1 | 0 | 40 | 0.024866 | 0.46296 | 1.38 | 0.46294 | 1.357e-05 | 18.6173 | 0 | 0 | 1014.6451 | 480 | 0.012433 | 0.23148 | 0.23147 | 6.7849e-06 | 0.0062165 | 0.11574 | 0.11573 | 3.3925e-06 | 0.0012433 | 0.023148 | 0.023147 | 6.7849e-07 | 8:34 | 0.017531 | 1.74 | 0.0087655 | 0.87 | 0.0043828 | 0.44 | 0.00087655 | 0.09 | 0.0087655 | 0.87 | 0.0043828 | 0.44 | 0.0021914 | 0.22 | 0.00043828 | 0.04 | 0.0043828 | 0.44 | 0.0021914 | 0.22 | 0.0010957 | 0.11 | 0.00021914 | 0.02 | 0.00087655 | 0.09 | 0.00043828 | 0.04 | 0.00021914 | 0.02 | 4.3828e-05 | 0
7.5 | 41 | 0 | 1 | 0 | 40 | 0.024866 | 0.46296 | 1.38 | 0.46294 | 1.357e-05 | 18.6173 | 0 | 0 | 1014.6456 | 480 | 0.012433 | 0.23148 | 0.23147 | 6.7849e-06 | 0.0062165 | 0.11574 | 0.11573 | 3.3925e-06 | 0.0012433 | 0.023148 | 0.023147 | 6.7849e-07 | 8:34 | 0.017603 | 1.74 | 0.0088013 | 0.88 | 0.0044006 | 0.44 | 0.00088013 | 0.09 | 0.0088013 | 0.88 | 0.0044006 | 0.44 | 0.0022003 | 0.22 | 0.00044006 | 0.04 | 0.0044006 | 0.44 | 0.0022003 | 0.22 | 0.0011002 | 0.11 | 0.00022003 | 0.02 | 0.00088013 | 0.09 | 0.00044006 | 0.04 | 0.00022003 | 0.02 | 4.4006e-05 | 0
7.5 | 41 | 0 | 1 | 0 | 40 | 0.024866 | 0.46296 | 1.38 | 0.46294 | 1.357e-05 | 18.6173 | 0 | 0 | 1014.646 | 480 | 0.012433 | 0.23148 | 0.23147 | 6.7849e-06 | 0.0062165 | 0.11574 | 0.11573 | 3.3925e-06 | 0.0012433 | 0.023148 | 0.023147 | 6.7849e-07 | 8:34 | 0.017674 | 1.75 | 0.008837 | 0.88 | 0.0044185 | 0.44 | 0.0008837 | 0.09 | 0.008837 | 0.88 | 0.0044185 | 0.44 | 0.0022093 | 0.22 | 0.00044185 | 0.04 | 0.0044185 | 0.44 | 0.0022093 | 0.22 | 0.0011046 | 0.11 | 0.00022093 | 0.02 | 0.0008837 | 0.09 | 0.00044185 | 0.04 | 0.00022093 | 0.02 | 4.4185e-05 | 0
7.5 | 41 | 0 | 1 | 0 | 40 | 0.024866 | 0.46296 | 1.38 | 0.46294 | 1.357e-05 | 18.6173 | 0 | 0 | 1014.6465 | 480 | 0.012433 | 0.23148 | 0.23147 | 6.7849e-06 | 0.0062165 | 0.11574 | 0.11573 | 3.3925e-06 | 0.0012433 | 0.023148 | 0.023147 | 6.7849e-07 | 8:34 | 0.017746 | 1.76 | 0.0088728 | 0.88 | 0.0044364 | 0.44 | 0.00088728 | 0.09 | 0.0088728 | 0.88 | 0.0044364 | 0.44 | 0.0022182 | 0.22 | 0.00044364 | 0.04 | 0.0044364 | 0.44 | 0.0022182 | 0.22 | 0.0011091 | 0.11 | 0.00022182 | 0.02 | 0.00088728 | 0.09 | 0.00044364 | 0.04 | 0.00022182 | 0.02 | 4.4364e-05 | 0
7.5 | 41 | 0 | 1 | 0 | 40 | 0.024866 | 0.46296 | 1.38 | 0.46294 | 1.357e-05 | 18.6173 | 0 | 0 | 1014.6469 | 480 | 0.012433 | 0.23148 | 0.23147 | 6.7849e-06 | 0.0062165 | 0.11574 | 0.11574 | 3.3925e-06 | 0.0012433 | 0.023148 | 0.023147 | 6.7849e-07 | 8:34 | 0.017817 | 1.77 | 0.0089085 | 0.89 | 0.0044543 | 0.44 | 0.00089085 | 0.09 | 0.0089085 | 0.89 | 0.0044543 | 0.44 | 0.0022271 | 0.22 | 0.00044543 | 0.04 | 0.0044543 | 0.44 | 0.0022271 | 0.22 | 0.0011136 | 0.11 | 0.00022271 | 0.02 | 0.00089085 | 0.09 | 0.00044543 | 0.04 | 0.00022271 | 0.02 | 4.4543e-05 | 0
7.5 | 41 | 0 | 1 | 0 | 40 | 0.024866 | 0.46296 | 1.38 | 0.46294 | 1.357e-05 | 18.6173 | 0 | 0 | 1014.6473 | 480 | 0.012433 | 0.23148 | 0.23147 | 6.7849e-06 | 0.0062165 | 0.11574 | 0.11574 | 3.3925e-06 | 0.0012433 | 0.023148 | 0.023147 | 6.7849e-07 | 8:34 | 0.017889 | 1.77 | 0.0089443 | 0.89 | 0.0044721 | 0.45 | 0.00089443 | 0.09 | 0.0089443 | 0.89 | 0.0044721 | 0.45 | 0.0022361 | 0.22 | 0.00044721 | 0.04 | 0.0044721 | 0.45 | 0.0022361 | 0.22 | 0.001118 | 0.11 | 0.00022361 | 0.02 | 0.00089443 | 0.09 | 0.00044721 | 0.04 | 0.00022361 | 0.02 | 4.4721e-05 | 0
7.5 | 41 | 0 | 1 | 0 | 40 | 0.024866 | 0.46296 | 1.38 | 0.46294 | 1.357e-05 | 18.6173 | 0 | 0 | 1014.6477 | 480 | 0.012433 | 0.23148 | 0.23147 | 6.7849e-06 | 0.0062165 | 0.11574 | 0.11574 | 3.3925e-06 | 0.0012433 | 0.023148 | 0.023147 | 6.7849e-07 | 8:35 | 0.01796 | 1.78 | 0.00898 | 0.89 | 0.00449 | 0.45 | 0.000898 | 0.09 | 0.00898 | 0.89 | 0.00449 | 0.45 | 0.002245 | 0.22 | 0.000449 | 0.04 | 0.00449 | 0.45 | 0.002245 | 0.22 | 0.0011225 | 0.11 | 0.0002245 | 0.02 | 0.000898 | 0.09 | 0.000449 | 0.04 | 0.0002245 | 0.02 | 4.49e-05 | 0
7.5 | 41 | 0 | 1 | 0 | 40 | 0.024866 | 0.46296 | 1.38 | 0.46294 | 1.357e-05 | 18.6173 | 0 | 0 | 1014.6481 | 480 | 0.012433 | 0.23148 | 0.23147 | 6.785e-06 | 0.0062165 | 0.11574 | 0.11574 | 3.3925e-06 | 0.0012433 | 0.023148 | 0.023147 | 6.785e-07 | 8:35 | 0.018031 | 1.79 | 0.0090157 | 0.9 | 0.0045079 | 0.45 | 0.00090157 | 0.09 | 0.0090157 | 0.9 | 0.0045079 | 0.45 | 0.0022539 | 0.23 | 0.00045079 | 0.05 | 0.0045079 | 0.45 | 0.0022539 | 0.23 | 0.001127 | 0.11 | 0.00022539 | 0.02 | 0.00090157 | 0.09 | 0.00045079 | 0.05 | 0.00022539 | 0.02 | 4.5079e-05 | 0
7.5 | 41 | 0 | 1 | 0 | 40 | 0.024866 | 0.46296 | 1.38 | 0.46294 | 1.357e-05 | 18.6173 | 0 | 0 | 1014.6484 | 480 | 0.012433 | 0.23148 | 0.23147 | 6.785e-06 | 0.0062165 | 0.11574 | 0.11574 | 3.3925e-06 | 0.0012433 | 0.023148 | 0.023147 | 6.785e-07 | 8:35 | 0.018103 | 1.79 | 0.0090515 | 0.9 | 0.0045257 | 0.45 | 0.00090515 | 0.09 | 0.0090515 | 0.9 | 0.0045257 | 0.45 | 0.0022629 | 0.23 | 0.00045257 | 0.05 | 0.0045257 | 0.45 | 0.0022629 | 0.23 | 0.0011314 | 0.11 | 0.00022629 | 0.02 | 0.00090515 | 0.09 | 0.00045257 | 0.05 | 0.00022629 | 0.02 | 4.5257e-05 | 0
7.5 | 41 | 0 | 1 | 0 | 40 | 0.024866 | 0.46296 | 1.38 | 0.46294 | 1.357e-05 | 18.6173 | 0 | 0 | 1014.6488 | 480 | 0.012433 | 0.23148 | 0.23147 | 6.785e-06 | 0.0062165 | 0.11574 | 0.11574 | 3.3925e-06 | 0.0012433 | 0.023148 | 0.023147 | 6.785e-07 | 8:35 | 0.018174 | 1.8 | 0.0090872 | 0.9 | 0.0045436 | 0.45 | 0.00090872 | 0.09 | 0.0090872 | 0.9 | 0.0045436 | 0.45 | 0.0022718 | 0.23 | 0.00045436 | 0.05 | 0.0045436 | 0.45 | 0.0022718 | 0.23 | 0.0011359 | 0.11 | 0.00022718 | 0.02 | 0.00090872 | 0.09 | 0.00045436 | 0.05 | 0.00022718 | 0.02 | 4.5436e-05 | 0
7.5 | 41 | 0 | 1 | 0 | 40 | 0.024866 | 0.46296 | 1.38 | 0.46294 | 1.357e-05 | 18.6173 | 0 | 0 | 1014.6491 | 480 | 0.012433 | 0.23148 | 0.23147 | 6.785e-06 | 0.0062166 | 0.11574 | 0.11574 | 3.3925e-06 | 0.0012433 | 0.023148 | 0.023147 | 6.785e-07 | 8:35 | 0.018246 | 1.81 | 0.009123 | 0.91 | 0.0045615 | 0.46 | 0.0009123 | 0.09 | 0.009123 | 0.91 | 0.0045615 | 0.46 | 0.0022807 | 0.23 | 0.00045615 | 0.05 | 0.0045615 | 0.46 | 0.0022807 | 0.23 | 0.0011404 | 0.11 | 0.00022807 | 0.02 | 0.0009123 | 0.09 | 0.00045615 | 0.05 | 0.00022807 | 0.02 | 4.5615e-05 | 0
7.5 | 41 | 0 | 1 | 0 | 40 | 0.024866 | 0.46296 | 1.38 | 0.46294 | 1.357e-05 | 18.6173 | 0 | 0 | 1014.6494 | 480 | 0.012433 | 0.23148 | 0.23147 | 6.785e-06 | 0.0062166 | 0.11574 | 0.11574 | 3.3925e-06 | 0.0012433 | 0.023148 | 0.023147 | 6.785e-07 | 8:35 | 0.018317 | 1.82 | 0.0091587 | 0.91 | 0.0045794 | 0.46 | 0.00091587 | 0.09 | 0.0091587 | 0.91 | 0.0045794 | 0.46 | 0.0022897 | 0.23 | 0.00045794 | 0.05 | 0.0045794 | 0.46 | 0.0022897 | 0.23 | 0.0011448 | 0.11 | 0.00022897 | 0.02 | 0.00091587 | 0.09 | 0.00045794 | 0.05 | 0.00022897 | 0.02 | 4.5794e-05 | 0
7.5 | 41 | 0 | 1 | 0 | 40 | 0.024866 | 0.46296 | 1.38 | 0.46294 | 1.357e-05 | 18.6173 | 0 | 0 | 1014.6497 | 480 | 0.012433 | 0.23148 | 0.23147 | 6.785e-06 | 0.0062166 | 0.11574 | 0.11574 | 3.3925e-06 | 0.0012433 | 0.023148 | 0.023147 | 6.785e-07 | 8:35 | 0.018389 | 1.82 | 0.0091945 | 0.92 | 0.0045972 | 0.46 | 0.00091945 | 0.09 | 0.0091945 | 0.92 | 0.0045972 | 0.46 | 0.0022986 | 0.23 | 0.00045972 | 0.05 | 0.0045972 | 0.46 | 0.0022986 | 0.23 | 0.0011493 | 0.11 | 0.00022986 | 0.02 | 0.00091945 | 0.09 | 0.00045972 | 0.05 | 0.00022986 | 0.02 | 4.5972e-05 | 0
7.5 | 41 | 0 | 1 | 0 | 40 | 0.024866 | 0.46296 | 1.38 | 0.46294 | 1.357e-05 | 18.6173 | 0 | 0 | 1014.65 | 480 | 0.012433 | 0.23148 | 0.23147 | 6.785e-06 | 0.0062166 | 0.11574 | 0.11574 | 3.3925e-06 | 0.0012433 | 0.023148 | 0.023147 | 6.785e-07 | 8:35 | 0.01846 | 1.83 | 0.0092302 | 0.92 | 0.0046151 | 0.46 | 0.00092302 | 0.09 | 0.0092302 | 0.92 | 0.0046151 | 0.46 | 0.0023076 | 0.23 | 0.00046151 | 0.05 | 0.0046151 | 0.46 | 0.0023076 | 0.23 | 0.0011538 | 0.12 | 0.00023076 | 0.02 | 0.00092302 | 0.09 | 0.00046151 | 0.05 | 0.00023076 | 0.02 | 4.6151e-05 | 0
7.5 | 41 | 0 | 1 | 0 | 40 | 0.024866 | 0.46296 | 1.38 | 0.46294 | 1.357e-05 | 18.6173 | 0 | 0 | 1014.6503 | 480 | 0.012433 | 0.23148 | 0.23147 | 6.785e-06 | 0.0062166 | 0.11574 | 0.11574 | 3.3925e-06 | 0.0012433 | 0.023148 | 0.023147 | 6.785e-07 | 8:36 | 0.018532 | 1.84 | 0.009266 | 0.92 | 0.004633 | 0.46 | 0.0009266 | 0.09 | 0.009266 | 0.92 | 0.004633 | 0.46 | 0.0023165 | 0.23 | 0.0004633 | 0.05 | 0.004633 | 0.46 | 0.0023165 | 0.23 | 0.0011582 | 0.12 | 0.00023165 | 0.02 | 0.0009266 | 0.09 | 0.0004633 | 0.05 | 0.00023165 | 0.02 | 4.633e-05 | 0
7.5 | 41 | 0 | 1 | 0 | 40 | 0.024866 | 0.46296 | 1.38 | 0.46294 | 1.357e-05 | 18.6173 | 0 | 0 | 1014.6506 | 480 | 0.012433 | 0.23148 | 0.23147 | 6.785e-06 | 0.0062166 | 0.11574 | 0.11574 | 3.3925e-06 | 0.0012433 | 0.023148 | 0.023147 | 6.785e-07 | 8:36 | 0.018603 | 1.84 | 0.0093017 | 0.93 | 0.0046509 | 0.46 | 0.00093017 | 0.09 | 0.0093017 | 0.93 | 0.0046509 | 0.46 | 0.0023254 | 0.23 | 0.00046509 | 0.05 | 0.0046509 | 0.46 | 0.0023254 | 0.23 | 0.0011627 | 0.12 | 0.00023254 | 0.02 | 0.00093017 | 0.09 | 0.00046509 | 0.05 | 0.00023254 | 0.02 | 4.6509e-05 | 0
7.5 | 41 | 0 | 1 | 0 | 40 | 0.024866 | 0.46296 | 1.38 | 0.46294 | 1.357e-05 | 18.6173 | 0 | 0 | 1014.6509 | 480 | 0.012433 | 0.23148 | 0.23147 | 6.785e-06 | 0.0062166 | 0.11574 | 0.11574 | 3.3925e-06 | 0.0012433 | 0.023148 | 0.023147 | 6.785e-07 | 8:36 | 0.018675 | 1.85 | 0.0093374 | 0.93 | 0.0046687 | 0.47 | 0.00093374 | 0.09 | 0.0093374 | 0.93 | 0.0046687 | 0.47 | 0.0023344 | 0.23 | 0.00046687 | 0.05 | 0.0046687 | 0.47 | 0.0023344 | 0.23 | 0.0011672 | 0.12 | 0.00023344 | 0.02 | 0.00093374 | 0.09 | 0.00046687 | 0.05 | 0.00023344 | 0.02 | 4.6687e-05 | 0
7.5 | 41 | 0 | 1 | 0 | 40 | 0.024866 | 0.46296 | 1.38 | 0.46294 | 1.357e-05 | 18.6173 | 0 | 0 | 1014.6511 | 480 | 0.012433 | 0.23148 | 0.23147 | 6.785e-06 | 0.0062166 | 0.11574 | 0.11574 | 3.3925e-06 | 0.0012433 | 0.023148 | 0.023147 | 6.785e-07 | 8:36 | 0.018746 | 1.86 | 0.0093732 | 0.93 | 0.0046866 | 0.47 | 0.00093732 | 0.09 | 0.0093732 | 0.93 | 0.0046866 | 0.47 | 0.0023433 | 0.23 | 0.00046866 | 0.05 | 0.0046866 | 0.47 | 0.0023433 | 0.23 | 0.0011716 | 0.12 | 0.00023433 | 0.02 | 0.00093732 | 0.09 | 0.00046866 | 0.05 | 0.00023433 | 0.02 | 4.6866e-05 | 0
7.5 | 41 | 0 | 1 | 0 | 40 | 0.024866 | 0.46296 | 1.38 | 0.46294 | 1.357e-05 | 18.6173 | 0 | 0 | 1014.6514 | 480 | 0.012433 | 0.23148 | 0.23147 | 6.785e-06 | 0.0062166 | 0.11574 | 0.11574 | 3.3925e-06 | 0.0012433 | 0.023148 | 0.023147 | 6.785e-07 | 8:36 | 0.018818 | 1.86 | 0.0094089 | 0.94 | 0.0047045 | 0.47 | 0.00094089 | 0.09 | 0.0094089 | 0.94 | 0.0047045 | 0.47 | 0.0023522 | 0.23 | 0.00047045 | 0.05 | 0.0047045 | 0.47 | 0.0023522 | 0.23 | 0.0011761 | 0.12 | 0.00023522 | 0.02 | 0.00094089 | 0.09 | 0.00047045 | 0.05 | 0.00023522 | 0.02 | 4.7045e-05 | 0
7.5 | 41 | 0 | 1 | 0 | 40 | 0.024866 | 0.46296 | 1.38 | 0.46294 | 1.357e-05 | 18.6173 | 0 | 0 | 1014.6516 | 480 | 0.012433 | 0.23148 | 0.23147 | 6.785e-06 | 0.0062166 | 0.11574 | 0.11574 | 3.3925e-06 | 0.0012433 | 0.023148 | 0.023147 | 6.785e-07 | 8:36 | 0.018889 | 1.87 | 0.0094447 | 0.94 | 0.0047223 | 0.47 | 0.00094447 | 0.09 | 0.0094447 | 0.94 | 0.0047223 | 0.47 | 0.0023612 | 0.24 | 0.00047223 | 0.05 | 0.0047223 | 0.47 | 0.0023612 | 0.24 | 0.0011806 | 0.12 | 0.00023612 | 0.02 | 0.00094447 | 0.09 | 0.00047223 | 0.05 | 0.00023612 | 0.02 | 4.7223e-05 | 0
7.5 | 41 | 0 | 1 | 0 | 40 | 0.024866 | 0.46296 | 1.38 | 0.46294 | 1.357e-05 | 18.6173 | 0 | 0 | 1014.6518 | 480 | 0.012433 | 0.23148 | 0.23147 | 6.785e-06 | 0.0062166 | 0.11574 | 0.11574 | 3.3925e-06 | 0.0012433 | 0.023148 | 0.023147 | 6.785e-07 | 8:36 | 0.018961 | 1.88 | 0.0094804 | 0.94 | 0.0047402 | 0.47 | 0.00094804 | 0.09 | 0.0094804 | 0.94 | 0.0047402 | 0.47 | 0.0023701 | 0.24 | 0.00047402 | 0.05 | 0.0047402 | 0.47 | 0.0023701 | 0.24 | 0.0011851 | 0.12 | 0.00023701 | 0.02 | 0.00094804 | 0.09 | 0.00047402 | 0.05 | 0.00023701 | 0.02 | 4.7402e-05 | 0
7.5 | 41 | 0 | 1 | 0 | 40 | 0.024866 | 0.46296 | 1.38 | 0.46294 | 1.357e-05 | 18.6173 | 0 | 0 | 1014.652 | 480 | 0.012433 | 0.23148 | 0.23147 | 6.785e-06 | 0.0062166 | 0.11574 | 0.11574 | 3.3925e-06 | 0.0012433 | 0.023148 | 0.023147 | 6.785e-07 | 8:36 | 0.019032 | 1.89 | 0.0095162 | 0.95 | 0.0047581 | 0.47 | 0.00095162 | 0.1 | 0.0095162 | 0.95 | 0.0047581 | 0.47 | 0.002379 | 0.24 | 0.00047581 | 0.05 | 0.0047581 | 0.47 | 0.002379 | 0.24 | 0.0011895 | 0.12 | 0.0002379 | 0.02 | 0.00095162 | 0.1 | 0.00047581 | 0.05 | 0.0002379 | 0.02 | 4.7581e-05 | 0
7.5 | 41 | 0 | 1 | 0 | 40 | 0.024866 | 0.46296 | 1.38 | 0.46294 | 1.357e-05 | 18.6173 | 0 | 0 | 1014.6522 | 480 | 0.012433 | 0.23148 | 0.23147 | 6.785e-06 | 0.0062166 | 0.11574 | 0.11574 | 3.3925e-06 | 0.0012433 | 0.023148 | 0.023147 | 6.785e-07 | 8:37 | 0.019104 | 1.89 | 0.0095519 | 0.95 | 0.004776 | 0.48 | 0.00095519 | 0.1 | 0.0095519 | 0.95 | 0.004776 | 0.48 | 0.002388 | 0.24 | 0.0004776 | 0.05 | 0.004776 | 0.48 | 0.002388 | 0.24 | 0.001194 | 0.12 | 0.0002388 | 0.02 | 0.00095519 | 0.1 | 0.0004776 | 0.05 | 0.0002388 | 0.02 | 4.776e-05 | 0
7.5 | 41 | 0 | 1 | 0 | 40 | 0.024866 | 0.46296 | 1.38 | 0.46295 | 1.357e-05 | 18.6173 | 0 | 0 | 1014.6524 | 480 | 0.012433 | 0.23148 | 0.23147 | 6.785e-06 | 0.0062166 | 0.11574 | 0.11574 | 3.3925e-06 | 0.0012433 | 0.023148 | 0.023147 | 6.785e-07 | 8:37 | 0.019175 | 1.9 | 0.0095877 | 0.95 | 0.0047938 | 0.48 | 0.00095877 | 0.1 | 0.0095877 | 0.95 | 0.0047938 | 0.48 | 0.0023969 | 0.24 | 0.00047938 | 0.05 | 0.0047938 | 0.48 | 0.0023969 | 0.24 | 0.0011985 | 0.12 | 0.00023969 | 0.02 | 0.00095877 | 0.1 | 0.00047938 | 0.05 | 0.00023969 | 0.02 | 4.7938e-05 | 0
7.5 | 41 | 0 | 1 | 0 | 40 | 0.024866 | 0.46296 | 1.38 | 0.46295 | 1.357e-05 | 18.6173 | 0 | 0 | 1014.6526 | 480 | 0.012433 | 0.23148 | 0.23147 | 6.785e-06 | 0.0062166 | 0.11574 | 0.11574 | 3.3925e-06 | 0.0012433 | 0.023148 | 0.023147 | 6.785e-07 | 8:37 | 0.019247 | 1.91 | 0.0096234 | 0.96 | 0.0048117 | 0.48 | 0.00096234 | 0.1 | 0.0096234 | 0.96 | 0.0048117 | 0.48 | 0.0024059 | 0.24 | 0.00048117 | 0.05 | 0.0048117 | 0.48 | 0.0024059 | 0.24 | 0.0012029 | 0.12 | 0.00024059 | 0.02 | 0.00096234 | 0.1 | 0.00048117 | 0.05 | 0.00024059 | 0.02 | 4.8117e-05 | 0
7.5 | 41 | 0 | 1 | 0 | 40 | 0.024866 | 0.46296 | 1.38 | 0.46295 | 1.357e-05 | 18.6173 | 0 | 0 | 1014.6528 | 480 | 0.012433 | 0.23148 | 0.23147 | 6.785e-06 | 0.0062166 | 0.11574 | 0.11574 | 3.3925e-06 | 0.0012433 | 0.023148 | 0.023147 | 6.785e-07 | 8:37 | 0.019318 | 1.91 | 0.0096592 | 0.96 | 0.0048296 | 0.48 | 0.00096592 | 0.1 | 0.0096592 | 0.96 | 0.0048296 | 0.48 | 0.0024148 | 0.24 | 0.00048296 | 0.05 | 0.0048296 | 0.48 | 0.0024148 | 0.24 | 0.0012074 | 0.12 | 0.00024148 | 0.02 | 0.00096592 | 0.1 | 0.00048296 | 0.05 | 0.00024148 | 0.02 | 4.8296e-05 | 0
7.5 | 41 | 0 | 1 | 0 | 40 | 0.024866 | 0.46296 | 1.38 | 0.46295 | 1.357e-05 | 18.6173 | 0 | 0 | 1014.653 | 480 | 0.012433 | 0.23148 | 0.23147 | 6.785e-06 | 0.0062166 | 0.11574 | 0.11574 | 3.3925e-06 | 0.0012433 | 0.023148 | 0.023147 | 6.785e-07 | 8:37 | 0.01939 | 1.92 | 0.0096949 | 0.96 | 0.0048475 | 0.48 | 0.00096949 | 0.1 | 0.0096949 | 0.96 | 0.0048475 | 0.48 | 0.0024237 | 0.24 | 0.00048475 | 0.05 | 0.0048475 | 0.48 | 0.0024237 | 0.24 | 0.0012119 | 0.12 | 0.00024237 | 0.02 | 0.00096949 | 0.1 | 0.00048475 | 0.05 | 0.00024237 | 0.02 | 4.8475e-05 | 0
7.5 | 41 | 0 | 1 | 0 | 40 | 0.024866 | 0.46296 | 1.38 | 0.46295 | 1.357e-05 | 18.6173 | 0 | 0 | 1014.6532 | 480 | 0.012433 | 0.23148 | 0.23147 | 6.785e-06 | 0.0062166 | 0.11574 | 0.11574 | 3.3925e-06 | 0.0012433 | 0.023148 | 0.023147 | 6.785e-07 | 8:37 | 0.019461 | 1.93 | 0.0097306 | 0.97 | 0.0048653 | 0.49 | 0.00097306 | 0.1 | 0.0097306 | 0.97 | 0.0048653 | 0.49 | 0.0024327 | 0.24 | 0.00048653 | 0.05 | 0.0048653 | 0.49 | 0.0024327 | 0.24 | 0.0012163 | 0.12 | 0.00024327 | 0.02 | 0.00097306 | 0.1 | 0.00048653 | 0.05 | 0.00024327 | 0.02 | 4.8653e-05 | 0
7.5 | 41 | 0 | 1 | 0 | 40 | 0.024866 | 0.46296 | 1.38 | 0.46295 | 1.357e-05 | 18.6173 | 0 | 0 | 1014.6533 | 480 | 0.012433 | 0.23148 | 0.23147 | 6.785e-06 | 0.0062166 | 0.11574 | 0.11574 | 3.3925e-06 | 0.0012433 | 0.023148 | 0.023147 | 6.785e-07 | 8:37 | 0.019533 | 1.93 | 0.0097664 | 0.97 | 0.0048832 | 0.49 | 0.00097664 | 0.1 | 0.0097664 | 0.97 | 0.0048832 | 0.49 | 0.0024416 | 0.24 | 0.00048832 | 0.05 | 0.0048832 | 0.49 | 0.0024416 | 0.24 | 0.0012208 | 0.12 | 0.00024416 | 0.02 | 0.00097664 | 0.1 | 0.00048832 | 0.05 | 0.00024416 | 0.02 | 4.8832e-05 | 0
7.5 | 41 | 0 | 1 | 0 | 40 | 0.024866 | 0.46296 | 1.38 | 0.46295 | 1.357e-05 | 18.6173 | 0 | 0 | 1014.6535 | 480 | 0.012433 | 0.23148 | 0.23147 | 6.785e-06 | 0.0062166 | 0.11574 | 0.11574 | 3.3925e-06 | 0.0012433 | 0.023148 | 0.023147 | 6.785e-07 | 8:37 | 0.019604 | 1.94 | 0.0098021 | 0.98 | 0.0049011 | 0.49 | 0.00098021 | 0.1 | 0.0098021 | 0.98 | 0.0049011 | 0.49 | 0.0024505 | 0.24 | 0.00049011 | 0.05 | 0.0049011 | 0.49 | 0.0024505 | 0.24 | 0.0012253 | 0.12 | 0.00024505 | 0.02 | 0.00098021 | 0.1 | 0.00049011 | 0.05 | 0.00024505 | 0.02 | 4.9011e-05 | 0
7.5 | 41 | 0 | 1 | 0 | 40 | 0.024866 | 0.46296 | 1.38 | 0.46295 | 1.357e-05 | 18.6173 | 0 | 0 | 1014.6536 | 480 | 0.012433 | 0.23148 | 0.23147 | 6.785e-06 | 0.0062166 | 0.11574 | 0.11574 | 3.3925e-06 | 0.0012433 | 0.023148 | 0.023147 | 6.785e-07 | 8:38 | 0.019676 | 1.95 | 0.0098379 | 0.98 | 0.0049189 | 0.49 | 0.00098379 | 0.1 | 0.0098379 | 0.98 | 0.0049189 | 0.49 | 0.0024595 | 0.25 | 0.00049189 | 0.05 | 0.0049189 | 0.49 | 0.0024595 | 0.25 | 0.0012297 | 0.12 | 0.00024595 | 0.02 | 0.00098379 | 0.1 | 0.00049189 | 0.05 | 0.00024595 | 0.02 | 4.9189e-05 | 0
7.5 | 41 | 0 | 1 | 0 | 40 | 0.024866 | 0.46296 | 1.38 | 0.46295 | 1.357e-05 | 18.6173 | 0 | 0 | 1014.6538 | 480 | 0.012433 | 0.23148 | 0.23147 | 6.785e-06 | 0.0062166 | 0.11574 | 0.11574 | 3.3925e-06 | 0.0012433 | 0.023148 | 0.023147 | 6.785e-07 | 8:38 | 0.019747 | 1.96 | 0.0098736 | 0.98 | 0.0049368 | 0.49 | 0.00098736 | 0.1 | 0.0098736 | 0.98 | 0.0049368 | 0.49 | 0.0024684 | 0.25 | 0.00049368 | 0.05 | 0.0049368 | 0.49 | 0.0024684 | 0.25 | 0.0012342 | 0.12 | 0.00024684 | 0.02 | 0.00098736 | 0.1 | 0.00049368 | 0.05 | 0.00024684 | 0.02 | 4.9368e-05 | 0
7.5 | 41 | 0 | 1 | 0 | 40 | 0.024866 | 0.46296 | 1.38 | 0.46295 | 1.357e-05 | 18.6173 | 0 | 0 | 1014.6539 | 480 | 0.012433 | 0.23148 | 0.23147 | 6.785e-06 | 0.0062166 | 0.11574 | 0.11574 | 3.3925e-06 | 0.0012433 | 0.023148 | 0.023147 | 6.785e-07 | 8:38 | 0.019819 | 1.96 | 0.0099094 | 0.99 | 0.0049547 | 0.49 | 0.00099094 | 0.1 | 0.0099094 | 0.99 | 0.0049547 | 0.49 | 0.0024773 | 0.25 | 0.00049547 | 0.05 | 0.0049547 | 0.49 | 0.0024773 | 0.25 | 0.0012387 | 0.12 | 0.00024773 | 0.02 | 0.00099094 | 0.1 | 0.00049547 | 0.05 | 0.00024773 | 0.02 | 4.9547e-05 | 0
7.5 | 41 | 0 | 1 | 0 | 40 | 0.024866 | 0.46296 | 1.38 | 0.46295 | 1.357e-05 | 18.6173 | 0 | 0 | 1014.6541 | 480 | 0.012433 | 0.23148 | 0.23147 | 6.785e-06 | 0.0062166 | 0.11574 | 0.11574 | 3.3925e-06 | 0.0012433 | 0.023148 | 0.023147 | 6.785e-07 | 8:38 | 0.01989 | 1.97 | 0.0099451 | 0.99 | 0.0049726 | 0.5 | 0.00099451 | 0.1 | 0.0099451 | 0.99 | 0.0049726 | 0.5 | 0.0024863 | 0.25 | 0.00049726 | 0.05 | 0.0049726 | 0.5 | 0.0024863 | 0.25 | 0.0012431 | 0.12 | 0.00024863 | 0.02 | 0.00099451 | 0.1 | 0.00049726 | 0.05 | 0.00024863 | 0.02 | 4.9726e-05 | 0
7.5 | 41 | 0 | 1 | 0 | 40 | 0.024866 | 0.46296 | 1.38 | 0.46295 | 1.357e-05 | 18.6173 | 0 | 0 | 1014.6542 | 480 | 0.012433 | 0.23148 | 0.23147 | 6.785e-06 | 0.0062166 | 0.11574 | 0.11574 | 3.3925e-06 | 0.0012433 | 0.023148 | 0.023147 | 6.785e-07 | 8:38 | 0.019962 | 1.98 | 0.0099809 | 0.99 | 0.0049904 | 0.5 | 0.00099809 | 0.1 | 0.0099809 | 0.99 | 0.0049904 | 0.5 | 0.0024952 | 0.25 | 0.00049904 | 0.05 | 0.0049904 | 0.5 | 0.0024952 | 0.25 | 0.0012476 | 0.12 | 0.00024952 | 0.02 | 0.00099809 | 0.1 | 0.00049904 | 0.05 | 0.00024952 | 0.02 | 4.9904e-05 | 0
7.5 | 41 | 0 | 1 | 0 | 40 | 0.024866 | 0.46296 | 1.38 | 0.46295 | 1.357e-05 | 18.6173 | 0 | 0 | 1014.6543 | 480 | 0.012433 | 0.23148 | 0.23147 | 6.785e-06 | 0.0062166 | 0.11574 | 0.11574 | 3.3925e-06 | 0.0012433 | 0.023148 | 0.023147 | 6.785e-07 | 8:38 | 0.020033 | 1.98 | 0.010017 | 1 | 0.0050083 | 0.5 | 0.0010017 | 0.1 | 0.010017 | 1 | 0.0050083 | 0.5 | 0.0025042 | 0.25 | 0.00050083 | 0.05 | 0.0050083 | 0.5 | 0.0025042 | 0.25 | 0.0012521 | 0.13 | 0.00025042 | 0.03 | 0.0010017 | 0.1 | 0.00050083 | 0.05 | 0.00025042 | 0.03 | 5.0083e-05 | 0.01
7.5 | 41 | 0 | 1 | 0 | 40 | 0.024866 | 0.46296 | 1.38 | 0.46295 | 1.357e-05 | 18.6173 | 0 | 0 | 1014.6544 | 480 | 0.012433 | 0.23148 | 0.23147 | 6.785e-06 | 0.0062166 | 0.11574 | 0.11574 | 3.3925e-06 | 0.0012433 | 0.023148 | 0.023147 | 6.785e-07 | 8:38 | 0.020105 | 1.99 | 0.010052 | 1 | 0.0050262 | 0.5 | 0.0010052 | 0.1 | 0.010052 | 1 | 0.0050262 | 0.5 | 0.0025131 | 0.25 | 0.00050262 | 0.05 | 0.0050262 | 0.5 | 0.0025131 | 0.25 | 0.0012565 | 0.13 | 0.00025131 | 0.03 | 0.0010052 | 0.1 | 0.00050262 | 0.05 | 0.00025131 | 0.03 | 5.0262e-05 | 0.01
7.5 | 41 | 0 | 1 | 0 | 40 | 0.024866 | 0.46296 | 1.38 | 0.46295 | 1.357e-05 | 18.6173 | 0 | 0 | 1014.6545 | 480 | 0.012433 | 0.23148 | 0.23147 | 6.785e-06 | 0.0062166 | 0.11574 | 0.11574 | 3.3925e-06 | 0.0012433 | 0.023148 | 0.023147 | 6.785e-07 | 8:38 | 0.020176 | 2 | 0.010088 | 1 | 0.0050441 | 0.5 | 0.0010088 | 0.1 | 0.010088 | 1 | 0.0050441 | 0.5 | 0.002522 | 0.25 | 0.00050441 | 0.05 | 0.0050441 | 0.5 | 0.002522 | 0.25 | 0.001261 | 0.13 | 0.0002522 | 0.03 | 0.0010088 | 0.1 | 0.00050441 | 0.05 | 0.0002522 | 0.03 | 5.0441e-05 | 0.01
7.5 | 41 | 0 | 1 | 0 | 40 | 0.024866 | 0.46296 | 1.38 | 0.46295 | 1.357e-05 | 18.6173 | 0 | 0 | 1014.6547 | 480 | 0.012433 | 0.23148 | 0.23147 | 6.785e-06 | 0.0062166 | 0.11574 | 0.11574 | 3.3925e-06 | 0.0012433 | 0.023148 | 0.023147 | 6.785e-07 | 8:39 | 0.020248 | 2 | 0.010124 | 1.01 | 0.0050619 | 0.5 | 0.0010124 | 0.1 | 0.010124 | 1.01 | 0.0050619 | 0.5 | 0.002531 | 0.25 | 0.00050619 | 0.05 | 0.0050619 | 0.5 | 0.002531 | 0.25 | 0.0012655 | 0.13 | 0.0002531 | 0.03 | 0.0010124 | 0.1 | 0.00050619 | 0.05 | 0.0002531 | 0.03 | 5.0619e-05 | 0.01
7.5 | 41 | 0 | 1 | 0 | 40 | 0.024866 | 0.46296 | 1.38 | 0.46295 | 1.357e-05 | 18.6173 | 0 | 0 | 1014.6548 | 480 | 0.012433 | 0.23148 | 0.23147 | 6.785e-06 | 0.0062166 | 0.11574 | 0.11574 | 3.3925e-06 | 0.0012433 | 0.023148 | 0.023147 | 6.785e-07 | 8:39 | 0.020319 | 2.01 | 0.01016 | 1.01 | 0.0050798 | 0.51 | 0.001016 | 0.1 | 0.01016 | 1.01 | 0.0050798 | 0.51 | 0.0025399 | 0.25 | 0.00050798 | 0.05 | 0.0050798 | 0.51 | 0.0025399 | 0.25 | 0.0012699 | 0.13 | 0.00025399 | 0.03 | 0.001016 | 0.1 | 0.00050798 | 0.05 | 0.00025399 | 0.03 | 5.0798e-05 | 0.01
7.5 | 41 | 0 | 1 | 0 | 40 | 0.024866 | 0.46296 | 1.38 | 0.46295 | 1.357e-05 | 18.6173 | 0 | 0 | 1014.6549 | 480 | 0.012433 | 0.23148 | 0.23147 | 6.785e-06 | 0.0062166 | 0.11574 | 0.11574 | 3.3925e-06 | 0.0012433 | 0.023148 | 0.023147 | 6.785e-07 | 8:39 | 0.020391 | 2.02 | 0.010195 | 1.01 | 0.0050977 | 0.51 | 0.0010195 | 0.1 | 0.010195 | 1.01 | 0.0050977 | 0.51 | 0.0025488 | 0.25 | 0.00050977 | 0.05 | 0.0050977 | 0.51 | 0.0025488 | 0.25 | 0.0012744 | 0.13 | 0.00025488 | 0.03 | 0.0010195 | 0.1 | 0.00050977 | 0.05 | 0.00025488 | 0.03 | 5.0977e-05 | 0.01
7.5 | 41 | 0 | 1 | 0 | 40 | 0.024866 | 0.46296 | 1.38 | 0.46295 | 1.357e-05 | 18.6173 | 0 | 0 | 1014.655 | 480 | 0.012433 | 0.23148 | 0.23147 | 6.785e-06 | 0.0062166 | 0.11574 | 0.11574 | 3.3925e-06 | 0.0012433 | 0.023148 | 0.023147 | 6.785e-07 | 8:39 | 0.020462 | 2.03 | 0.010231 | 1.02 | 0.0051155 | 0.51 | 0.0010231 | 0.1 | 0.010231 | 1.02 | 0.0051155 | 0.51 | 0.0025578 | 0.26 | 0.00051155 | 0.05 | 0.0051155 | 0.51 | 0.0025578 | 0.26 | 0.0012789 | 0.13 | 0.00025578 | 0.03 | 0.0010231 | 0.1 | 0.00051155 | 0.05 | 0.00025578 | 0.03 | 5.1155e-05 | 0.01
7.5 | 41 | 0 | 1 | 0 | 40 | 0.024866 | 0.46296 | 1.38 | 0.46295 | 1.357e-05 | 18.6173 | 0 | 0 | 1014.6551 | 480 | 0.012433 | 0.23148 | 0.23147 | 6.785e-06 | 0.0062166 | 0.11574 | 0.11574 | 3.3925e-06 | 0.0012433 | 0.023148 | 0.023147 | 6.785e-07 | 8:39 | 0.020534 | 2.03 | 0.010267 | 1.02 | 0.0051334 | 0.51 | 0.0010267 | 0.1 | 0.010267 | 1.02 | 0.0051334 | 0.51 | 0.0025667 | 0.26 | 0.00051334 | 0.05 | 0.0051334 | 0.51 | 0.0025667 | 0.26 | 0.0012834 | 0.13 | 0.00025667 | 0.03 | 0.0010267 | 0.1 | 0.00051334 | 0.05 | 0.00025667 | 0.03 | 5.1334e-05 | 0.01
7.5 | 41 | 0 | 1 | 0 | 40 | 0.024866 | 0.46296 | 1.38 | 0.46295 | 1.357e-05 | 18.6173 | 0 | 0 | 1014.6551 | 480 | 0.012433 | 0.23148 | 0.23147 | 6.785e-06 | 0.0062166 | 0.11574 | 0.11574 | 3.3925e-06 | 0.0012433 | 0.023148 | 0.023147 | 6.785e-07 | 8:39 | 0.020605 | 2.04 | 0.010303 | 1.02 | 0.0051513 | 0.51 | 0.0010303 | 0.1 | 0.010303 | 1.02 | 0.0051513 | 0.51 | 0.0025756 | 0.26 | 0.00051513 | 0.05 | 0.0051513 | 0.51 | 0.0025756 | 0.26 | 0.0012878 | 0.13 | 0.00025756 | 0.03 | 0.0010303 | 0.1 | 0.00051513 | 0.05 | 0.00025756 | 0.03 | 5.1513e-05 | 0.01
7.5 | 41 | 0 | 1 | 0 | 40 | 0.024866 | 0.46296 | 1.38 | 0.46295 | 1.357e-05 | 18.6173 | 0 | 0 | 1014.6552 | 480 | 0.012433 | 0.23148 | 0.23147 | 6.785e-06 | 0.0062166 | 0.11574 | 0.11574 | 3.3925e-06 | 0.0012433 | 0.023148 | 0.023147 | 6.785e-07 | 8:39 | 0.020677 | 2.05 | 0.010338 | 1.03 | 0.0051692 | 0.52 | 0.0010338 | 0.1 | 0.010338 | 1.03 | 0.0051692 | 0.52 | 0.0025846 | 0.26 | 0.00051692 | 0.05 | 0.0051692 | 0.52 | 0.0025846 | 0.26 | 0.0012923 | 0.13 | 0.00025846 | 0.03 | 0.0010338 | 0.1 | 0.00051692 | 0.05 | 0.00025846 | 0.03 | 5.1692e-05 | 0.01
7.5 | 41 | 0 | 1 | 0 | 40 | 0.024866 | 0.46296 | 1.38 | 0.46295 | 1.357e-05 | 18.6173 | 0 | 0 | 1014.6553 | 480 | 0.012433 | 0.23148 | 0.23147 | 6.785e-06 | 0.0062166 | 0.11574 | 0.11574 | 3.3925e-06 | 0.0012433 | 0.023148 | 0.023147 | 6.785e-07 | 8:39 | 0.020748 | 2.05 | 0.010374 | 1.03 | 0.005187 | 0.52 | 0.0010374 | 0.1 | 0.010374 | 1.03 | 0.005187 | 0.52 | 0.0025935 | 0.26 | 0.0005187 | 0.05 | 0.005187 | 0.52 | 0.0025935 | 0.26 | 0.0012968 | 0.13 | 0.00025935 | 0.03 | 0.0010374 | 0.1 | 0.0005187 | 0.05 | 0.00025935 | 0.03 | 5.187e-05 | 0.01
7.5 | 41 | 0 | 1 | 0 | 40 | 0.024867 | 0.46296 | 1.38 | 0.46295 | 1.357e-05 | 18.6173 | 0 | 0 | 1014.6554 | 480 | 0.012433 | 0.23148 | 0.23147 | 6.785e-06 | 0.0062166 | 0.11574 | 0.11574 | 3.3925e-06 | 0.0012433 | 0.023148 | 0.023147 | 6.785e-07 | 8:40 | 0.02082 | 2.06 | 0.01041 | 1.04 | 0.0052049 | 0.52 | 0.001041 | 0.1 | 0.01041 | 1.04 | 0.0052049 | 0.52 | 0.0026025 | 0.26 | 0.00052049 | 0.05 | 0.0052049 | 0.52 | 0.0026025 | 0.26 | 0.0013012 | 0.13 | 0.00026025 | 0.03 | 0.001041 | 0.1 | 0.00052049 | 0.05 | 0.00026025 | 0.03 | 5.2049e-05 | 0.01
7.5 | 41 | 0 | 1 | 0 | 40 | 0.024867 | 0.46296 | 1.38 | 0.46295 | 1.357e-05 | 18.6173 | 0 | 0 | 1014.6555 | 480 | 0.012433 | 0.23148 | 0.23147 | 6.785e-06 | 0.0062166 | 0.11574 | 0.11574 | 3.3925e-06 | 0.0012433 | 0.023148 | 0.023147 | 6.785e-07 | 8:40 | 0.020891 | 2.07 | 0.010446 | 1.04 | 0.0052228 | 0.52 | 0.0010446 | 0.1 | 0.010446 | 1.04 | 0.0052228 | 0.52 | 0.0026114 | 0.26 | 0.00052228 | 0.05 | 0.0052228 | 0.52 | 0.0026114 | 0.26 | 0.0013057 | 0.13 | 0.00026114 | 0.03 | 0.0010446 | 0.1 | 0.00052228 | 0.05 | 0.00026114 | 0.03 | 5.2228e-05 | 0.01
7.5 | 41 | 0 | 1 | 0 | 40 | 0.024867 | 0.46296 | 1.38 | 0.46295 | 1.357e-05 | 18.6173 | 0 | 0 | 1014.6555 | 480 | 0.012433 | 0.23148 | 0.23147 | 6.785e-06 | 0.0062166 | 0.11574 | 0.11574 | 3.3925e-06 | 0.0012433 | 0.023148 | 0.023147 | 6.785e-07 | 8:40 | 0.020963 | 2.07 | 0.010481 | 1.04 | 0.0052407 | 0.52 | 0.0010481 | 0.1 | 0.010481 | 1.04 | 0.0052407 | 0.52 | 0.0026203 | 0.26 | 0.00052407 | 0.05 | 0.0052407 | 0.52 | 0.0026203 | 0.26 | 0.0013102 | 0.13 | 0.00026203 | 0.03 | 0.0010481 | 0.1 | 0.00052407 | 0.05 | 0.00026203 | 0.03 | 5.2407e-05 | 0.01
7.5 | 41 | 0 | 1 | 0 | 40 | 0.024867 | 0.46296 | 1.38 | 0.46295 | 1.357e-05 | 18.6173 | 0 | 0 | 1014.6556 | 480 | 0.012433 | 0.23148 | 0.23147 | 6.785e-06 | 0.0062166 | 0.11574 | 0.11574 | 3.3925e-06 | 0.0012433 | 0.023148 | 0.023147 | 6.785e-07 | 8:40 | 0.021034 | 2.08 | 0.010517 | 1.05 | 0.0052585 | 0.52 | 0.0010517 | 0.11 | 0.010517 | 1.05 | 0.0052585 | 0.52 | 0.0026293 | 0.26 | 0.00052585 | 0.05 | 0.0052585 | 0.52 | 0.0026293 | 0.26 | 0.0013146 | 0.13 | 0.00026293 | 0.03 | 0.0010517 | 0.11 | 0.00052585 | 0.05 | 0.00026293 | 0.03 | 5.2585e-05 | 0.01
7.5 | 41 | 0 | 1 | 0 | 40 | 0.024867 | 0.46296 | 1.38 | 0.46295 | 1.357e-05 | 18.6173 | 0 | 0 | 1014.6557 | 480 | 0.012433 | 0.23148 | 0.23147 | 6.785e-06 | 0.0062166 | 0.11574 | 0.11574 | 3.3925e-06 | 0.0012433 | 0.023148 | 0.023147 | 6.785e-07 | 8:40 | 0.021106 | 2.09 | 0.010553 | 1.05 | 0.0052764 | 0.53 | 0.0010553 | 0.11 | 0.010553 | 1.05 | 0.0052764 | 0.53 | 0.0026382 | 0.26 | 0.00052764 | 0.05 | 0.0052764 | 0.53 | 0.0026382 | 0.26 | 0.0013191 | 0.13 | 0.00026382 | 0.03 | 0.0010553 | 0.11 | 0.00052764 | 0.05 | 0.00026382 | 0.03 | 5.2764e-05 | 0.01
7.5 | 41 | 0 | 1 | 0 | 40 | 0.024867 | 0.46296 | 1.38 | 0.46295 | 1.357e-05 | 18.6173 | 0 | 0 | 1014.6558 | 480 | 0.012433 | 0.23148 | 0.23147 | 6.785e-06 | 0.0062166 | 0.11574 | 0.11574 | 3.3925e-06 | 0.0012433 | 0.023148 | 0.023147 | 6.785e-07 | 8:40 | 0.021177 | 2.1 | 0.010589 | 1.05 | 0.0052943 | 0.53 | 0.0010589 | 0.11 | 0.010589 | 1.05 | 0.0052943 | 0.53 | 0.0026471 | 0.26 | 0.00052943 | 0.05 | 0.0052943 | 0.53 | 0.0026471 | 0.26 | 0.0013236 | 0.13 | 0.00026471 | 0.03 | 0.0010589 | 0.11 | 0.00052943 | 0.05 | 0.00026471 | 0.03 | 5.2943e-05 | 0.01
7.5 | 41 | 0 | 1 | 0 | 40 | 0.024867 | 0.46296 | 1.38 | 0.46295 | 1.357e-05 | 18.6173 | 0 | 0 | 1014.6558 | 480 | 0.012433 | 0.23148 | 0.23147 | 6.785e-06 | 0.0062166 | 0.11574 | 0.11574 | 3.3925e-06 | 0.0012433 | 0.023148 | 0.023147 | 6.785e-07 | 8:40 | 0.021249 | 2.1 | 0.010624 | 1.06 | 0.0053121 | 0.53 | 0.0010624 | 0.11 | 0.010624 | 1.06 | 0.0053121 | 0.53 | 0.0026561 | 0.27 | 0.00053121 | 0.05 | 0.0053121 | 0.53 | 0.0026561 | 0.27 | 0.001328 | 0.13 | 0.00026561 | 0.03 | 0.0010624 | 0.11 | 0.00053121 | 0.05 | 0.00026561 | 0.03 | 5.3121e-05 | 0.01
7.5 | 41 | 0 | 1 | 0 | 40 | 0.024867 | 0.46296 | 1.38 | 0.46295 | 1.357e-05 | 18.6173 | 0 | 0 | 1014.6559 | 480 | 0.012433 | 0.23148 | 0.23147 | 6.785e-06 | 0.0062166 | 0.11574 | 0.11574 | 3.3925e-06 | 0.0012433 | 0.023148 | 0.023147 | 6.785e-07 | 8:40 | 0.02132 | 2.11 | 0.01066 | 1.06 | 0.00533 | 0.53 | 0.001066 | 0.11 | 0.01066 | 1.06 | 0.00533 | 0.53 | 0.002665 | 0.27 | 0.000533 | 0.05 | 0.00533 | 0.53 | 0.002665 | 0.27 | 0.0013325 | 0.13 | 0.0002665 | 0.03 | 0.001066 | 0.11 | 0.000533 | 0.05 | 0.0002665 | 0.03 | 5.33e-05 | 0.01
7.5 | 41 | 0 | 1 | 0 | 40 | 0.024867 | 0.46296 | 1.38 | 0.46295 | 1.357e-05 | 18.6173 | 0 | 0 | 1014.6559 | 480 | 0.012433 | 0.23148 | 0.23147 | 6.7851e-06 | 0.0062166 | 0.11574 | 0.11574 | 3.3925e-06 | 0.0012433 | 0.023148 | 0.023147 | 6.7851e-07 | 8:41 | 0.021392 | 2.12 | 0.010696 | 1.06 | 0.0053479 | 0.53 | 0.0010696 | 0.11 | 0.010696 | 1.06 | 0.0053479 | 0.53 | 0.0026739 | 0.27 | 0.00053479 | 0.05 | 0.0053479 | 0.53 | 0.0026739 | 0.27 | 0.001337 | 0.13 | 0.00026739 | 0.03 | 0.0010696 | 0.11 | 0.00053479 | 0.05 | 0.00026739 | 0.03 | 5.3479e-05 | 0.01
7.5 | 41 | 0 | 1 | 0 | 40 | 0.024867 | 0.46296 | 1.38 | 0.46295 | 1.357e-05 | 18.6173 | 0 | 0 | 1014.656 | 480 | 0.012433 | 0.23148 | 0.23147 | 6.7851e-06 | 0.0062166 | 0.11574 | 0.11574 | 3.3925e-06 | 0.0012433 | 0.023148 | 0.023147 | 6.7851e-07 | 8:41 | 0.021463 | 2.12 | 0.010732 | 1.07 | 0.0053658 | 0.54 | 0.0010732 | 0.11 | 0.010732 | 1.07 | 0.0053658 | 0.54 | 0.0026829 | 0.27 | 0.00053658 | 0.05 | 0.0053658 | 0.54 | 0.0026829 | 0.27 | 0.0013414 | 0.13 | 0.00026829 | 0.03 | 0.0010732 | 0.11 | 0.00053658 | 0.05 | 0.00026829 | 0.03 | 5.3658e-05 | 0.01
7.5 | 41 | 0 | 1 | 0 | 40 | 0.024867 | 0.46296 | 1.38 | 0.46295 | 1.357e-05 | 18.6173 | 0 | 0 | 1014.656 | 480 | 0.012433 | 0.23148 | 0.23147 | 6.7851e-06 | 0.0062166 | 0.11574 | 0.11574 | 3.3925e-06 | 0.0012433 | 0.023148 | 0.023147 | 6.7851e-07 | 8:41 | 0.021535 | 2.13 | 0.010767 | 1.07 | 0.0053836 | 0.54 | 0.0010767 | 0.11 | 0.010767 | 1.07 | 0.0053836 | 0.54 | 0.0026918 | 0.27 | 0.00053836 | 0.05 | 0.0053836 | 0.54 | 0.0026918 | 0.27 | 0.0013459 | 0.13 | 0.00026918 | 0.03 | 0.0010767 | 0.11 | 0.00053836 | 0.05 | 0.00026918 | 0.03 | 5.3836e-05 | 0.01
7.5 | 41 | 0 | 1 | 0 | 40 | 0.024867 | 0.46296 | 1.38 | 0.46295 | 1.357e-05 | 18.6173 | 0 | 0 | 1014.6561 | 480 | 0.012433 | 0.23148 | 0.23147 | 6.7851e-06 | 0.0062166 | 0.11574 | 0.11574 | 3.3925e-06 | 0.0012433 | 0.023148 | 0.023147 | 6.7851e-07 | 8:41 | 0.021606 | 2.14 | 0.010803 | 1.07 | 0.0054015 | 0.54 | 0.0010803 | 0.11 | 0.010803 | 1.07 | 0.0054015 | 0.54 | 0.0027008 | 0.27 | 0.00054015 | 0.05 | 0.0054015 | 0.54 | 0.0027008 | 0.27 | 0.0013504 | 0.13 | 0.00027008 | 0.03 | 0.0010803 | 0.11 | 0.00054015 | 0.05 | 0.00027008 | 0.03 | 5.4015e-05 | 0.01
7.5 | 41 | 0 | 1 | 0 | 40 | 0.024867 | 0.46296 | 1.38 | 0.46295 | 1.357e-05 | 18.6173 | 0 | 0 | 1014.6561 | 480 | 0.012433 | 0.23148 | 0.23147 | 6.7851e-06 | 0.0062166 | 0.11574 | 0.11574 | 3.3925e-06 | 0.0012433 | 0.023148 | 0.023147 | 6.7851e-07 | 8:41 | 0.021678 | 2.14 | 0.010839 | 1.08 | 0.0054194 | 0.54 | 0.0010839 | 0.11 | 0.010839 | 1.08 | 0.0054194 | 0.54 | 0.0027097 | 0.27 | 0.00054194 | 0.05 | 0.0054194 | 0.54 | 0.0027097 | 0.27 | 0.0013548 | 0.14 | 0.00027097 | 0.03 | 0.0010839 | 0.11 | 0.00054194 | 0.05 | 0.00027097 | 0.03 | 5.4194e-05 | 0.01
7.5 | 41 | 0 | 1 | 0 | 40 | 0.024867 | 0.46296 | 1.38 | 0.46295 | 1.357e-05 | 18.6173 | 0 | 0 | 1014.6562 | 480 | 0.012433 | 0.23148 | 0.23147 | 6.7851e-06 | 0.0062166 | 0.11574 | 0.11574 | 3.3925e-06 | 0.0012433 | 0.023148 | 0.023147 | 6.7851e-07 | 8:41 | 0.021749 | 2.15 | 0.010875 | 1.08 | 0.0054373 | 0.54 | 0.0010875 | 0.11 | 0.010875 | 1.08 | 0.0054373 | 0.54 | 0.0027186 | 0.27 | 0.00054373 | 0.05 | 0.0054373 | 0.54 | 0.0027186 | 0.27 | 0.0013593 | 0.14 | 0.00027186 | 0.03 | 0.0010875 | 0.11 | 0.00054373 | 0.05 | 0.00027186 | 0.03 | 5.4373e-05 | 0.01
7.5 | 41 | 0 | 1 | 0 | 40 | 0.024867 | 0.46296 | 1.38 | 0.46295 | 1.357e-05 | 18.6173 | 0 | 0 | 1014.6562 | 480 | 0.012433 | 0.23148 | 0.23147 | 6.7851e-06 | 0.0062166 | 0.11574 | 0.11574 | 3.3925e-06 | 0.0012433 | 0.023148 | 0.023147 | 6.7851e-07 | 8:41 | 0.021821 | 2.16 | 0.01091 | 1.09 | 0.0054551 | 0.54 | 0.001091 | 0.11 | 0.01091 | 1.09 | 0.0054551 | 0.54 | 0.0027276 | 0.27 | 0.00054551 | 0.05 | 0.0054551 | 0.54 | 0.0027276 | 0.27 | 0.0013638 | 0.14 | 0.00027276 | 0.03 | 0.001091 | 0.11 | 0.00054551 | 0.05 | 0.00027276 | 0.03 | 5.4551e-05 | 0.01
7.5 | 41 | 0 | 1 | 0 | 40 | 0.024867 | 0.46296 | 1.38 | 0.46295 | 1.357e-05 | 18.6173 | 0 | 0 | 1014.6563 | 480 | 0.012433 | 0.23148 | 0.23147 | 6.7851e-06 | 0.0062166 | 0.11574 | 0.11574 | 3.3925e-06 | 0.0012433 | 0.023148 | 0.023147 | 6.7851e-07 | 8:41 | 0.021892 | 2.17 | 0.010946 | 1.09 | 0.005473 | 0.55 | 0.0010946 | 0.11 | 0.010946 | 1.09 | 0.005473 | 0.55 | 0.0027365 | 0.27 | 0.0005473 | 0.05 | 0.005473 | 0.55 | 0.0027365 | 0.27 | 0.0013682 | 0.14 | 0.00027365 | 0.03 | 0.0010946 | 0.11 | 0.0005473 | 0.05 | 0.00027365 | 0.03 | 5.473e-05 | 0.01
7.5 | 41 | 0 | 1 | 0 | 40 | 0.024867 | 0.46296 | 1.38 | 0.46295 | 1.357e-05 | 18.6173 | 0 | 0 | 1014.6563 | 480 | 0.012433 | 0.23148 | 0.23147 | 6.7851e-06 | 0.0062166 | 0.11574 | 0.11574 | 3.3925e-06 | 0.0012433 | 0.023148 | 0.023147 | 6.7851e-07 | 8:42 | 0.021963 | 2.17 | 0.010982 | 1.09 | 0.0054909 | 0.55 | 0.0010982 | 0.11 | 0.010982 | 1.09 | 0.0054909 | 0.55 | 0.0027454 | 0.27 | 0.00054909 | 0.05 | 0.0054909 | 0.55 | 0.0027454 | 0.27 | 0.0013727 | 0.14 | 0.00027454 | 0.03 | 0.0010982 | 0.11 | 0.00054909 | 0.05 | 0.00027454 | 0.03 | 5.4909e-05 | 0.01
7.5 | 41 | 0 | 1 | 0 | 40 | 0.024867 | 0.46296 | 1.38 | 0.46295 | 1.357e-05 | 18.6173 | 0 | 0 | 1014.6564 | 480 | 0.012433 | 0.23148 | 0.23147 | 6.7851e-06 | 0.0062166 | 0.11574 | 0.11574 | 3.3925e-06 | 0.0012433 | 0.023148 | 0.023147 | 6.7851e-07 | 8:42 | 0.022035 | 2.18 | 0.011017 | 1.1 | 0.0055087 | 0.55 | 0.0011017 | 0.11 | 0.011017 | 1.1 | 0.0055087 | 0.55 | 0.0027544 | 0.28 | 0.00055087 | 0.06 | 0.0055087 | 0.55 | 0.0027544 | 0.28 | 0.0013772 | 0.14 | 0.00027544 | 0.03 | 0.0011017 | 0.11 | 0.00055087 | 0.06 | 0.00027544 | 0.03 | 5.5087e-05 | 0.01
7.5 | 41 | 0 | 1 | 0 | 40 | 0.024867 | 0.46296 | 1.38 | 0.46295 | 1.357e-05 | 18.6173 | 0 | 0 | 1014.6564 | 480 | 0.012433 | 0.23148 | 0.23147 | 6.7851e-06 | 0.0062166 | 0.11574 | 0.11574 | 3.3925e-06 | 0.0012433 | 0.023148 | 0.023147 | 6.7851e-07 | 8:42 | 0.022106 | 2.19 | 0.011053 | 1.1 | 0.0055266 | 0.55 | 0.0011053 | 0.11 | 0.011053 | 1.1 | 0.0055266 | 0.55 | 0.0027633 | 0.28 | 0.00055266 | 0.06 | 0.0055266 | 0.55 | 0.0027633 | 0.28 | 0.0013817 | 0.14 | 0.00027633 | 0.03 | 0.0011053 | 0.11 | 0.00055266 | 0.06 | 0.00027633 | 0.03 | 5.5266e-05 | 0.01
7.5 | 41 | 0 | 1 | 0 | 40 | 0.024867 | 0.46296 | 1.38 | 0.46295 | 1.357e-05 | 18.6173 | 0 | 0 | 1014.6564 | 480 | 0.012433 | 0.23148 | 0.23147 | 6.7851e-06 | 0.0062166 | 0.11574 | 0.11574 | 3.3925e-06 | 0.0012433 | 0.023148 | 0.023147 | 6.7851e-07 | 8:42 | 0.022178 | 2.19 | 0.011089 | 1.1 | 0.0055445 | 0.55 | 0.0011089 | 0.11 | 0.011089 | 1.1 | 0.0055445 | 0.55 | 0.0027722 | 0.28 | 0.00055445 | 0.06 | 0.0055445 | 0.55 | 0.0027722 | 0.28 | 0.0013861 | 0.14 | 0.00027722 | 0.03 | 0.0011089 | 0.11 | 0.00055445 | 0.06 | 0.00027722 | 0.03 | 5.5445e-05 | 0.01
7.5 | 41 | 0 | 1 | 0 | 40 | 0.024867 | 0.46296 | 1.38 | 0.46295 | 1.357e-05 | 18.6173 | 0 | 0 | 1014.6565 | 480 | 0.012433 | 0.23148 | 0.23147 | 6.7851e-06 | 0.0062166 | 0.11574 | 0.11574 | 3.3925e-06 | 0.0012433 | 0.023148 | 0.023147 | 6.7851e-07 | 8:42 | 0.022249 | 2.2 | 0.011125 | 1.11 | 0.0055624 | 0.55 | 0.0011125 | 0.11 | 0.011125 | 1.11 | 0.0055624 | 0.55 | 0.0027812 | 0.28 | 0.00055624 | 0.06 | 0.0055624 | 0.55 | 0.0027812 | 0.28 | 0.0013906 | 0.14 | 0.00027812 | 0.03 | 0.0011125 | 0.11 | 0.00055624 | 0.06 | 0.00027812 | 0.03 | 5.5624e-05 | 0.01
7.5 | 41 | 0 | 1 | 0 | 40 | 0.024867 | 0.46296 | 1.38 | 0.46295 | 1.357e-05 | 18.6173 | 0 | 0 | 1014.6565 | 480 | 0.012433 | 0.23148 | 0.23147 | 6.7851e-06 | 0.0062166 | 0.11574 | 0.11574 | 3.3925e-06 | 0.0012433 | 0.023148 | 0.023147 | 6.7851e-07 | 8:42 | 0.022321 | 2.21 | 0.01116 | 1.11 | 0.0055802 | 0.56 | 0.001116 | 0.11 | 0.01116 | 1.11 | 0.0055802 | 0.56 | 0.0027901 | 0.28 | 0.00055802 | 0.06 | 0.0055802 | 0.56 | 0.0027901 | 0.28 | 0.0013951 | 0.14 | 0.00027901 | 0.03 | 0.001116 | 0.11 | 0.00055802 | 0.06 | 0.00027901 | 0.03 | 5.5802e-05 | 0.01
7.5 | 41 | 0 | 1 | 0 | 40 | 0.024867 | 0.46296 | 1.38 | 0.46295 | 1.357e-05 | 18.6173 | 0 | 0 | 1014.6566 | 480 | 0.012433 | 0.23148 | 0.23147 | 6.7851e-06 | 0.0062166 | 0.11574 | 0.11574 | 3.3925e-06 | 0.0012433 | 0.023148 | 0.023147 | 6.7851e-07 | 8:42 | 0.022392 | 2.21 | 0.011196 | 1.11 | 0.0055981 | 0.56 | 0.0011196 | 0.11 | 0.011196 | 1.11 | 0.0055981 | 0.56 | 0.0027991 | 0.28 | 0.00055981 | 0.06 | 0.0055981 | 0.56 | 0.0027991 | 0.28 | 0.0013995 | 0.14 | 0.00027991 | 0.03 | 0.0011196 | 0.11 | 0.00055981 | 0.06 | 0.00027991 | 0.03 | 5.5981e-05 | 0.01
7.5 | 41 | 0 | 1 | 0 | 40 | 0.024867 | 0.46296 | 1.38 | 0.46295 | 1.357e-05 | 18.6173 | 0 | 0 | 1014.6566 | 480 | 0.012433 | 0.23148 | 0.23147 | 6.7851e-06 | 0.0062166 | 0.11574 | 0.11574 | 3.3925e-06 | 0.0012433 | 0.023148 | 0.023147 | 6.7851e-07 | 8:42 | 0.022464 | 2.22 | 0.011232 | 1.12 | 0.005616 | 0.56 | 0.0011232 | 0.11 | 0.011232 | 1.12 | 0.005616 | 0.56 | 0.002808 | 0.28 | 0.0005616 | 0.06 | 0.005616 | 0.56 | 0.002808 | 0.28 | 0.001404 | 0.14 | 0.0002808 | 0.03 | 0.0011232 | 0.11 | 0.0005616 | 0.06 | 0.0002808 | 0.03 | 5.616e-05 | 0.01
7.5 | 41 | 0 | 1 | 0 | 40 | 0.024867 | 0.46296 | 1.38 | 0.46295 | 1.357e-05 | 18.6173 | 0 | 0 | 1014.6566 | 480 | 0.012433 | 0.23148 | 0.23147 | 6.7851e-06 | 0.0062166 | 0.11574 | 0.11574 | 3.3925e-06 | 0.0012433 | 0.023148 | 0.023147 | 6.7851e-07 | 8:43 | 0.022535 | 2.23 | 0.011268 | 1.12 | 0.0056339 | 0.56 | 0.0011268 | 0.11 | 0.011268 | 1.12 | 0.0056339 | 0.56 | 0.0028169 | 0.28 | 0.00056339 | 0.06 | 0.0056339 | 0.56 | 0.0028169 | 0.28 | 0.0014085 | 0.14 | 0.00028169 | 0.03 | 0.0011268 | 0.11 | 0.00056339 | 0.06 | 0.00028169 | 0.03 | 5.6339e-05 | 0.01
7.5 | 41 | 0 | 1 | 0 | 40 | 0.024867 | 0.46296 | 1.38 | 0.46295 | 1.357e-05 | 18.6173 | 0 | 0 | 1014.6566 | 480 | 0.012433 | 0.23148 | 0.23147 | 6.7851e-06 | 0.0062166 | 0.11574 | 0.11574 | 3.3925e-06 | 0.0012433 | 0.023148 | 0.023147 | 6.7851e-07 | 8:43 | 0.022607 | 2.24 | 0.011303 | 1.12 | 0.0056517 | 0.56 | 0.0011303 | 0.11 | 0.011303 | 1.12 | 0.0056517 | 0.56 | 0.0028259 | 0.28 | 0.00056517 | 0.06 | 0.0056517 | 0.56 | 0.0028259 | 0.28 | 0.0014129 | 0.14 | 0.00028259 | 0.03 | 0.0011303 | 0.11 | 0.00056517 | 0.06 | 0.00028259 | 0.03 | 5.6517e-05 | 0.01
7.5 | 41 | 0 | 1 | 0 | 40 | 0.024867 | 0.46296 | 1.38 | 0.46295 | 1.357e-05 | 18.6173 | 0 | 0 | 1014.6567 | 480 | 0.012433 | 0.23148 | 0.23147 | 6.7851e-06 | 0.0062166 | 0.11574 | 0.11574 | 3.3925e-06 | 0.0012433 | 0.023148 | 0.023147 | 6.7851e-07 | 8:43 | 0.022678 | 2.24 | 0.011339 | 1.13 | 0.0056696 | 0.57 | 0.0011339 | 0.11 | 0.011339 | 1.13 | 0.0056696 | 0.57 | 0.0028348 | 0.28 | 0.00056696 | 0.06 | 0.0056696 | 0.57 | 0.0028348 | 0.28 | 0.0014174 | 0.14 | 0.00028348 | 0.03 | 0.0011339 | 0.11 | 0.00056696 | 0.06 | 0.00028348 | 0.03 | 5.6696e-05 | 0.01
7.5 | 41 | 0 | 1 | 0 | 40 | 0.024867 | 0.46296 | 1.38 | 0.46295 | 1.357e-05 | 18.6173 | 0 | 0 | 1014.6567 | 480 | 0.012433 | 0.23148 | 0.23147 | 6.7851e-06 | 0.0062166 | 0.11574 | 0.11574 | 3.3925e-06 | 0.0012433 | 0.023148 | 0.023147 | 6.7851e-07 | 8:43 | 0.02275 | 2.25 | 0.011375 | 1.13 | 0.0056875 | 0.57 | 0.0011375 | 0.11 | 0.011375 | 1.13 | 0.0056875 | 0.57 | 0.0028437 | 0.28 | 0.00056875 | 0.06 | 0.0056875 | 0.57 | 0.0028437 | 0.28 | 0.0014219 | 0.14 | 0.00028437 | 0.03 | 0.0011375 | 0.11 | 0.00056875 | 0.06 | 0.00028437 | 0.03 | 5.6875e-05 | 0.01
7.5 | 41 | 0 | 1 | 0 | 40 | 0.024867 | 0.46296 | 1.38 | 0.46295 | 1.357e-05 | 18.6173 | 0 | 0 | 1014.6567 | 480 | 0.012433 | 0.23148 | 0.23147 | 6.7851e-06 | 0.0062166 | 0.11574 | 0.11574 | 3.3925e-06 | 0.0012433 | 0.023148 | 0.023147 | 6.7851e-07 | 8:43 | 0.022821 | 2.26 | 0.011411 | 1.13 | 0.0057053 | 0.57 | 0.0011411 | 0.11 | 0.011411 | 1.13 | 0.0057053 | 0.57 | 0.0028527 | 0.28 | 0.00057053 | 0.06 | 0.0057053 | 0.57 | 0.0028527 | 0.28 | 0.0014263 | 0.14 | 0.00028527 | 0.03 | 0.0011411 | 0.11 | 0.00057053 | 0.06 | 0.00028527 | 0.03 | 5.7053e-05 | 0.01
7.5 | 41 | 0 | 1 | 0 | 40 | 0.024867 | 0.46296 | 1.38 | 0.46295 | 1.357e-05 | 18.6173 | 0 | 0 | 1014.6568 | 480 | 0.012433 | 0.23148 | 0.23147 | 6.7851e-06 | 0.0062166 | 0.11574 | 0.11574 | 3.3925e-06 | 0.0012433 | 0.023148 | 0.023147 | 6.7851e-07 | 8:43 | 0.022893 | 2.26 | 0.011446 | 1.14 | 0.0057232 | 0.57 | 0.0011446 | 0.11 | 0.011446 | 1.14 | 0.0057232 | 0.57 | 0.0028616 | 0.29 | 0.00057232 | 0.06 | 0.0057232 | 0.57 | 0.0028616 | 0.29 | 0.0014308 | 0.14 | 0.00028616 | 0.03 | 0.0011446 | 0.11 | 0.00057232 | 0.06 | 0.00028616 | 0.03 | 5.7232e-05 | 0.01
7.5 | 41 | 0 | 1 | 0 | 40 | 0.024867 | 0.46296 | 1.38 | 0.46295 | 1.357e-05 | 18.6173 | 0 | 0 | 1014.6568 | 480 | 0.012433 | 0.23148 | 0.23147 | 6.7851e-06 | 0.0062166 | 0.11574 | 0.11574 | 3.3925e-06 | 0.0012433 | 0.023148 | 0.023147 | 6.7851e-07 | 8:43 | 0.022964 | 2.27 | 0.011482 | 1.14 | 0.0057411 | 0.57 | 0.0011482 | 0.11 | 0.011482 | 1.14 | 0.0057411 | 0.57 | 0.0028705 | 0.29 | 0.00057411 | 0.06 | 0.0057411 | 0.57 | 0.0028705 | 0.29 | 0.0014353 | 0.14 | 0.00028705 | 0.03 | 0.0011482 | 0.11 | 0.00057411 | 0.06 | 0.00028705 | 0.03 | 5.7411e-05 | 0.01
7.5 | 41 | 0 | 1 | 0 | 40 | 0.024867 | 0.46296 | 1.38 | 0.46295 | 1.357e-05 | 18.6173 | 0 | 0 | 1014.6568 | 480 | 0.012433 | 0.23148 | 0.23147 | 6.7851e-06 | 0.0062166 | 0.11574 | 0.11574 | 3.3925e-06 | 0.0012433 | 0.023148 | 0.023147 | 6.7851e-07 | 8:43 | 0.023036 | 2.28 | 0.011518 | 1.15 | 0.005759 | 0.57 | 0.0011518 | 0.12 | 0.011518 | 1.15 | 0.005759 | 0.57 | 0.0028795 | 0.29 | 0.0005759 | 0.06 | 0.005759 | 0.57 | 0.0028795 | 0.29 | 0.0014397 | 0.14 | 0.00028795 | 0.03 | 0.0011518 | 0.12 | 0.0005759 | 0.06 | 0.00028795 | 0.03 | 5.759e-05 | 0.01
7.5 | 41 | 0 | 1 | 0 | 40 | 0.024867 | 0.46296 | 1.38 | 0.46295 | 1.357e-05 | 18.6173 | 0 | 0 | 1014.6568 | 480 | 0.012433 | 0.23148 | 0.23147 | 6.7851e-06 | 0.0062166 | 0.11574 | 0.11574 | 3.3925e-06 | 0.0012433 | 0.023148 | 0.023147 | 6.7851e-07 | 8:44 | 0.023107 | 2.28 | 0.011554 | 1.15 | 0.0057768 | 0.58 | 0.0011554 | 0.12 | 0.011554 | 1.15 | 0.0057768 | 0.58 | 0.0028884 | 0.29 | 0.00057768 | 0.06 | 0.0057768 | 0.58 | 0.0028884 | 0.29 | 0.0014442 | 0.14 | 0.00028884 | 0.03 | 0.0011554 | 0.12 | 0.00057768 | 0.06 | 0.00028884 | 0.03 | 5.7768e-05 | 0.01
7.5 | 41 | 0 | 1 | 0 | 40 | 0.024867 | 0.46296 | 1.38 | 0.46295 | 1.357e-05 | 18.6173 | 0 | 0 | 1014.6568 | 480 | 0.012433 | 0.23148 | 0.23147 | 6.7851e-06 | 0.0062166 | 0.11574 | 0.11574 | 3.3925e-06 | 0.0012433 | 0.023148 | 0.023147 | 6.7851e-07 | 8:44 | 0.023179 | 2.29 | 0.011589 | 1.15 | 0.0057947 | 0.58 | 0.0011589 | 0.12 | 0.011589 | 1.15 | 0.0057947 | 0.58 | 0.0028974 | 0.29 | 0.00057947 | 0.06 | 0.0057947 | 0.58 | 0.0028974 | 0.29 | 0.0014487 | 0.14 | 0.00028974 | 0.03 | 0.0011589 | 0.12 | 0.00057947 | 0.06 | 0.00028974 | 0.03 | 5.7947e-05 | 0.01
7.5 | 41 | 0 | 1 | 0 | 40 | 0.024867 | 0.46296 | 1.38 | 0.46295 | 1.357e-05 | 18.6173 | 0 | 0 | 1014.6569 | 480 | 0.012433 | 0.23148 | 0.23147 | 6.7851e-06 | 0.0062166 | 0.11574 | 0.11574 | 3.3925e-06 | 0.0012433 | 0.023148 | 0.023147 | 6.7851e-07 | 8:44 | 0.02325 | 2.3 | 0.011625 | 1.16 | 0.0058126 | 0.58 | 0.0011625 | 0.12 | 0.011625 | 1.16 | 0.0058126 | 0.58 | 0.0029063 | 0.29 | 0.00058126 | 0.06 | 0.0058126 | 0.58 | 0.0029063 | 0.29 | 0.0014531 | 0.15 | 0.00029063 | 0.03 | 0.0011625 | 0.12 | 0.00058126 | 0.06 | 0.00029063 | 0.03 | 5.8126e-05 | 0.01
7.5 | 41 | 0 | 1 | 0 | 40 | 0.024867 | 0.46296 | 1.38 | 0.46295 | 1.357e-05 | 18.6173 | 0 | 0 | 1014.6569 | 480 | 0.012433 | 0.23148 | 0.23147 | 6.7851e-06 | 0.0062166 | 0.11574 | 0.11574 | 3.3925e-06 | 0.0012433 | 0.023148 | 0.023147 | 6.7851e-07 | 8:44 | 0.023322 | 2.31 | 0.011661 | 1.16 | 0.0058305 | 0.58 | 0.0011661 | 0.12 | 0.011661 | 1.16 | 0.0058305 | 0.58 | 0.0029152 | 0.29 | 0.00058305 | 0.06 | 0.0058305 | 0.58 | 0.0029152 | 0.29 | 0.0014576 | 0.15 | 0.00029152 | 0.03 | 0.0011661 | 0.12 | 0.00058305 | 0.06 | 0.00029152 | 0.03 | 5.8305e-05 | 0.01
7.5 | 41 | 0 | 1 | 0 | 40 | 0.024867 | 0.46296 | 1.38 | 0.46295 | 1.357e-05 | 18.6173 | 0 | 0 | 1014.6569 | 480 | 0.012433 | 0.23148 | 0.23147 | 6.7851e-06 | 0.0062166 | 0.11574 | 0.11574 | 3.3925e-06 | 0.0012433 | 0.023148 | 0.023147 | 6.7851e-07 | 8:44 | 0.023393 | 2.31 | 0.011697 | 1.16 | 0.0058483 | 0.58 | 0.0011697 | 0.12 | 0.011697 | 1.16 | 0.0058483 | 0.58 | 0.0029242 | 0.29 | 0.00058483 | 0.06 | 0.0058483 | 0.58 | 0.0029242 | 0.29 | 0.0014621 | 0.15 | 0.00029242 | 0.03 | 0.0011697 | 0.12 | 0.00058483 | 0.06 | 0.00029242 | 0.03 | 5.8483e-05 | 0.01
7.5 | 41 | 0 | 1 | 0 | 40 | 0.024867 | 0.46296 | 1.38 | 0.46295 | 1.357e-05 | 18.6173 | 0 | 0 | 1014.6569 | 480 | 0.012433 | 0.23148 | 0.23147 | 6.7851e-06 | 0.0062166 | 0.11574 | 0.11574 | 3.3925e-06 | 0.0012433 | 0.023148 | 0.023147 | 6.7851e-07 | 8:44 | 0.023465 | 2.32 | 0.011732 | 1.17 | 0.0058662 | 0.58 | 0.0011732 | 0.12 | 0.011732 | 1.17 | 0.0058662 | 0.58 | 0.0029331 | 0.29 | 0.00058662 | 0.06 | 0.0058662 | 0.58 | 0.0029331 | 0.29 | 0.0014666 | 0.15 | 0.00029331 | 0.03 | 0.0011732 | 0.12 | 0.00058662 | 0.06 | 0.00029331 | 0.03 | 5.8662e-05 | 0.01
7.5 | 41 | 0 | 1 | 0 | 40 | 0.024867 | 0.46296 | 1.38 | 0.46295 | 1.357e-05 | 18.6173 | 0 | 0 | 1014.6569 | 480 | 0.012433 | 0.23148 | 0.23147 | 6.7851e-06 | 0.0062166 | 0.11574 | 0.11574 | 3.3925e-06 | 0.0012433 | 0.023148 | 0.023147 | 6.7851e-07 | 8:44 | 0.023536 | 2.33 | 0.011768 | 1.17 | 0.0058841 | 0.59 | 0.0011768 | 0.12 | 0.011768 | 1.17 | 0.0058841 | 0.59 | 0.002942 | 0.29 | 0.00058841 | 0.06 | 0.0058841 | 0.59 | 0.002942 | 0.29 | 0.001471 | 0.15 | 0.0002942 | 0.03 | 0.0011768 | 0.12 | 0.00058841 | 0.06 | 0.0002942 | 0.03 | 5.8841e-05 | 0.01
7.5 | 41 | 0 | 1 | 0 | 40 | 0.024867 | 0.46296 | 1.38 | 0.46295 | 1.357e-05 | 18.6173 | 0 | 0 | 1014.657 | 480 | 0.012433 | 0.23148 | 0.23147 | 6.7851e-06 | 0.0062166 | 0.11574 | 0.11574 | 3.3925e-06 | 0.0012433 | 0.023148 | 0.023147 | 6.7851e-07 | 8:44 | 0.023608 | 2.33 | 0.011804 | 1.17 | 0.0059019 | 0.59 | 0.0011804 | 0.12 | 0.011804 | 1.17 | 0.0059019 | 0.59 | 0.002951 | 0.29 | 0.00059019 | 0.06 | 0.0059019 | 0.59 | 0.002951 | 0.29 | 0.0014755 | 0.15 | 0.0002951 | 0.03 | 0.0011804 | 0.12 | 0.00059019 | 0.06 | 0.0002951 | 0.03 | 5.9019e-05 | 0.01
7.5 | 41 | 0 | 1 | 0 | 40 | 0.024867 | 0.46296 | 1.38 | 0.46295 | 1.357e-05 | 18.6173 | 0 | 0 | 1014.657 | 480 | 0.012433 | 0.23148 | 0.23147 | 6.7851e-06 | 0.0062166 | 0.11574 | 0.11574 | 3.3925e-06 | 0.0012433 | 0.023148 | 0.023147 | 6.7851e-07 | 8:45 | 0.023679 | 2.34 | 0.01184 | 1.18 | 0.0059198 | 0.59 | 0.001184 | 0.12 | 0.01184 | 1.18 | 0.0059198 | 0.59 | 0.0029599 | 0.3 | 0.00059198 | 0.06 | 0.0059198 | 0.59 | 0.0029599 | 0.3 | 0.00148 | 0.15 | 0.00029599 | 0.03 | 0.001184 | 0.12 | 0.00059198 | 0.06 | 0.00029599 | 0.03 | 5.9198e-05 | 0.01
7.5 | 41 | 0 | 1 | 0 | 40 | 0.024867 | 0.46296 | 1.38 | 0.46295 | 1.357e-05 | 18.6173 | 0 | 0 | 1014.657 | 480 | 0.012433 | 0.23148 | 0.23147 | 6.7851e-06 | 0.0062166 | 0.11574 | 0.11574 | 3.3925e-06 | 0.0012433 | 0.023148 | 0.023147 | 6.7851e-07 | 8:45 | 0.023751 | 2.35 | 0.011875 | 1.18 | 0.0059377 | 0.59 | 0.0011875 | 0.12 | 0.011875 | 1.18 | 0.0059377 | 0.59 | 0.0029688 | 0.3 | 0.00059377 | 0.06 | 0.0059377 | 0.59 | 0.0029688 | 0.3 | 0.0014844 | 0.15 | 0.00029688 | 0.03 | 0.0011875 | 0.12 | 0.00059377 | 0.06 | 0.00029688 | 0.03 | 5.9377e-05 | 0.01
7.5 | 41 | 0 | 1 | 0 | 40 | 0.024867 | 0.46296 | 1.38 | 0.46295 | 1.357e-05 | 18.6173 | 0 | 0 | 1014.657 | 480 | 0.012433 | 0.23148 | 0.23147 | 6.7851e-06 | 0.0062166 | 0.11574 | 0.11574 | 3.3925e-06 | 0.0012433 | 0.023148 | 0.023147 | 6.7851e-07 | 8:45 | 0.023822 | 2.35 | 0.011911 | 1.18 | 0.0059556 | 0.59 | 0.0011911 | 0.12 | 0.011911 | 1.18 | 0.0059556 | 0.59 | 0.0029778 | 0.3 | 0.00059556 | 0.06 | 0.0059556 | 0.59 | 0.0029778 | 0.3 | 0.0014889 | 0.15 | 0.00029778 | 0.03 | 0.0011911 | 0.12 | 0.00059556 | 0.06 | 0.00029778 | 0.03 | 5.9556e-05 | 0.01
7.5 | 41 | 0 | 1 | 0 | 40 | 0.024867 | 0.46296 | 1.38 | 0.46295 | 1.357e-05 | 18.6173 | 0 | 0 | 1014.657 | 480 | 0.012433 | 0.23148 | 0.23147 | 6.7851e-06 | 0.0062166 | 0.11574 | 0.11574 | 3.3925e-06 | 0.0012433 | 0.023148 | 0.023147 | 6.7851e-07 | 8:45 | 0.023894 | 2.36 | 0.011947 | 1.19 | 0.0059734 | 0.6 | 0.0011947 | 0.12 | 0.011947 | 1.19 | 0.0059734 | 0.6 | 0.0029867 | 0.3 | 0.00059734 | 0.06 | 0.0059734 | 0.6 | 0.0029867 | 0.3 | 0.0014934 | 0.15 | 0.00029867 | 0.03 | 0.0011947 | 0.12 | 0.00059734 | 0.06 | 0.00029867 | 0.03 | 5.9734e-05 | 0.01
7.5 | 41 | 0 | 1 | 0 | 40 | 0.024867 | 0.46296 | 1.38 | 0.46295 | 1.357e-05 | 18.6173 | 0 | 0 | 1014.657 | 480 | 0.012433 | 0.23148 | 0.23147 | 6.7851e-06 | 0.0062166 | 0.11574 | 0.11574 | 3.3925e-06 | 0.0012433 | 0.023148 | 0.023147 | 6.7851e-07 | 8:45 | 0.023965 | 2.37 | 0.011983 | 1.19 | 0.0059913 | 0.6 | 0.0011983 | 0.12 | 0.011983 | 1.19 | 0.0059913 | 0.6 | 0.0029957 | 0.3 | 0.00059913 | 0.06 | 0.0059913 | 0.6 | 0.0029957 | 0.3 | 0.0014978 | 0.15 | 0.00029957 | 0.03 | 0.0011983 | 0.12 | 0.00059913 | 0.06 | 0.00029957 | 0.03 | 5.9913e-05 | 0.01
7.5 | 41 | 0 | 1 | 0 | 40 | 0.024867 | 0.46296 | 1.38 | 0.46295 | 1.357e-05 | 18.6173 | 0 | 0 | 1014.6571 | 480 | 0.012433 | 0.23148 | 0.23147 | 6.7851e-06 | 0.0062166 | 0.11574 | 0.11574 | 3.3925e-06 | 0.0012433 | 0.023148 | 0.023147 | 6.7851e-07 | 8:45 | 0.024037 | 2.38 | 0.012018 | 1.19 | 0.0060092 | 0.6 | 0.0012018 | 0.12 | 0.012018 | 1.19 | 0.0060092 | 0.6 | 0.0030046 | 0.3 | 0.00060092 | 0.06 | 0.0060092 | 0.6 | 0.0030046 | 0.3 | 0.0015023 | 0.15 | 0.00030046 | 0.03 | 0.0012018 | 0.12 | 0.00060092 | 0.06 | 0.00030046 | 0.03 | 6.0092e-05 | 0.01
7.5 | 41 | 0 | 1 | 0 | 40 | 0.024867 | 0.46296 | 1.38 | 0.46295 | 1.357e-05 | 18.6173 | 0 | 0 | 1014.6571 | 480 | 0.012433 | 0.23148 | 0.23147 | 6.7851e-06 | 0.0062166 | 0.11574 | 0.11574 | 3.3925e-06 | 0.0012433 | 0.023148 | 0.023147 | 6.7851e-07 | 8:45 | 0.024108 | 2.38 | 0.012054 | 1.2 | 0.0060271 | 0.6 | 0.0012054 | 0.12 | 0.012054 | 1.2 | 0.0060271 | 0.6 | 0.0030135 | 0.3 | 0.00060271 | 0.06 | 0.0060271 | 0.6 | 0.0030135 | 0.3 | 0.0015068 | 0.15 | 0.00030135 | 0.03 | 0.0012054 | 0.12 | 0.00060271 | 0.06 | 0.00030135 | 0.03 | 6.0271e-05 | 0.01
7.5 | 41 | 0 | 1 | 0 | 40 | 0.024867 | 0.46296 | 1.38 | 0.46295 | 1.357e-05 | 18.6173 | 0 | 0 | 1014.6571 | 480 | 0.012433 | 0.23148 | 0.23147 | 6.7851e-06 | 0.0062166 | 0.11574 | 0.11574 | 3.3925e-06 | 0.0012433 | 0.023148 | 0.023147 | 6.7851e-07 | 8:45 | 0.02418 | 2.39 | 0.01209 | 1.2 | 0.0060449 | 0.6 | 0.001209 | 0.12 | 0.01209 | 1.2 | 0.0060449 | 0.6 | 0.0030225 | 0.3 | 0.00060449 | 0.06 | 0.0060449 | 0.6 | 0.0030225 | 0.3 | 0.0015112 | 0.15 | 0.00030225 | 0.03 | 0.001209 | 0.12 | 0.00060449 | 0.06 | 0.00030225 | 0.03 | 6.0449e-05 | 0.01
7.5 | 41 | 0 | 1 | 0 | 40 | 0.024867 | 0.46296 | 1.38 | 0.46295 | 1.357e-05 | 18.6173 | 0 | 0 | 1014.6571 | 480 | 0.012433 | 0.23148 | 0.23147 | 6.7851e-06 | 0.0062166 | 0.11574 | 0.11574 | 3.3925e-06 | 0.0012433 | 0.023148 | 0.023147 | 6.7851e-07 | 8:46 | 0.024251 | 2.4 | 0.012126 | 1.21 | 0.0060628 | 0.6 | 0.0012126 | 0.12 | 0.012126 | 1.21 | 0.0060628 | 0.6 | 0.0030314 | 0.3 | 0.00060628 | 0.06 | 0.0060628 | 0.6 | 0.0030314 | 0.3 | 0.0015157 | 0.15 | 0.00030314 | 0.03 | 0.0012126 | 0.12 | 0.00060628 | 0.06 | 0.00030314 | 0.03 | 6.0628e-05 | 0.01
7.5 | 41 | 0 | 1 | 0 | 40 | 0.024867 | 0.46296 | 1.38 | 0.46295 | 1.357e-05 | 18.6173 | 0 | 0 | 1014.6571 | 480 | 0.012433 | 0.23148 | 0.23147 | 6.7851e-06 | 0.0062166 | 0.11574 | 0.11574 | 3.3925e-06 | 0.0012433 | 0.023148 | 0.023147 | 6.7851e-07 | 8:46 | 0.024323 | 2.4 | 0.012161 | 1.21 | 0.0060807 | 0.61 | 0.0012161 | 0.12 | 0.012161 | 1.21 | 0.0060807 | 0.61 | 0.0030403 | 0.3 | 0.00060807 | 0.06 | 0.0060807 | 0.61 | 0.0030403 | 0.3 | 0.0015202 | 0.15 | 0.00030403 | 0.03 | 0.0012161 | 0.12 | 0.00060807 | 0.06 | 0.00030403 | 0.03 | 6.0807e-05 | 0.01
7.5 | 41 | 0 | 1 | 0 | 40 | 0.024867 | 0.46296 | 1.38 | 0.46295 | 1.357e-05 | 18.6173 | 0 | 0 | 1014.6571 | 480 | 0.012433 | 0.23148 | 0.23147 | 6.7851e-06 | 0.0062166 | 0.11574 | 0.11574 | 3.3925e-06 | 0.0012433 | 0.023148 | 0.023147 | 6.7851e-07 | 8:46 | 0.024394 | 2.41 | 0.012197 | 1.21 | 0.0060985 | 0.61 | 0.0012197 | 0.12 | 0.012197 | 1.21 | 0.0060985 | 0.61 | 0.0030493 | 0.3 | 0.00060985 | 0.06 | 0.0060985 | 0.61 | 0.0030493 | 0.3 | 0.0015246 | 0.15 | 0.00030493 | 0.03 | 0.0012197 | 0.12 | 0.00060985 | 0.06 | 0.00030493 | 0.03 | 6.0985e-05 | 0.01
7.5 | 41 | 0 | 1 | 0 | 40 | 0.024867 | 0.46296 | 1.38 | 0.46295 | 1.357e-05 | 18.6173 | 0 | 0 | 1014.6571 | 480 | 0.012433 | 0.23148 | 0.23147 | 6.7851e-06 | 0.0062166 | 0.11574 | 0.11574 | 3.3925e-06 | 0.0012433 | 0.023148 | 0.023147 | 6.7851e-07 | 8:46 | 0.024466 | 2.42 | 0.012233 | 1.22 | 0.0061164 | 0.61 | 0.0012233 | 0.12 | 0.012233 | 1.22 | 0.0061164 | 0.61 | 0.0030582 | 0.31 | 0.00061164 | 0.06 | 0.0061164 | 0.61 | 0.0030582 | 0.31 | 0.0015291 | 0.15 | 0.00030582 | 0.03 | 0.0012233 | 0.12 | 0.00061164 | 0.06 | 0.00030582 | 0.03 | 6.1164e-05 | 0.01
7.5 | 41 | 0 | 1 | 0 | 40 | 0.024867 | 0.46296 | 1.38 | 0.46295 | 1.357e-05 | 18.6173 | 0 | 0 | 1014.6571 | 480 | 0.012433 | 0.23148 | 0.23147 | 6.7851e-06 | 0.0062166 | 0.11574 | 0.11574 | 3.3925e-06 | 0.0012433 | 0.023148 | 0.023147 | 6.7851e-07 | 8:46 | 0.024537 | 2.42 | 0.012269 | 1.22 | 0.0061343 | 0.61 | 0.0012269 | 0.12 | 0.012269 | 1.22 | 0.0061343 | 0.61 | 0.0030671 | 0.31 | 0.00061343 | 0.06 | 0.0061343 | 0.61 | 0.0030671 | 0.31 | 0.0015336 | 0.15 | 0.00030671 | 0.03 | 0.0012269 | 0.12 | 0.00061343 | 0.06 | 0.00030671 | 0.03 | 6.1343e-05 | 0.01
7.5 | 41 | 0 | 1 | 0 | 40 | 0.024867 | 0.46296 | 1.38 | 0.46295 | 1.357e-05 | 18.6173 | 0 | 0 | 1014.6571 | 480 | 0.012433 | 0.23148 | 0.23147 | 6.7851e-06 | 0.0062166 | 0.11574 | 0.11574 | 3.3925e-06 | 0.0012433 | 0.023148 | 0.023147 | 6.7851e-07 | 8:46 | 0.024609 | 2.43 | 0.012304 | 1.22 | 0.0061522 | 0.61 | 0.0012304 | 0.12 | 0.012304 | 1.22 | 0.0061522 | 0.61 | 0.0030761 | 0.31 | 0.00061522 | 0.06 | 0.0061522 | 0.61 | 0.0030761 | 0.31 | 0.001538 | 0.15 | 0.00030761 | 0.03 | 0.0012304 | 0.12 | 0.00061522 | 0.06 | 0.00030761 | 0.03 | 6.1522e-05 | 0.01
7.5 | 41 | 0 | 1 | 0 | 40 | 0.024867 | 0.46296 | 1.38 | 0.46295 | 1.357e-05 | 18.6173 | 0 | 0 | 1014.6572 | 480 | 0.012433 | 0.23148 | 0.23147 | 6.7851e-06 | 0.0062166 | 0.11574 | 0.11574 | 3.3925e-06 | 0.0012433 | 0.023148 | 0.023147 | 6.7851e-07 | 8:46 | 0.02468 | 2.44 | 0.01234 | 1.23 | 0.00617 | 0.62 | 0.001234 | 0.12 | 0.01234 | 1.23 | 0.00617 | 0.62 | 0.003085 | 0.31 | 0.000617 | 0.06 | 0.00617 | 0.62 | 0.003085 | 0.31 | 0.0015425 | 0.15 | 0.0003085 | 0.03 | 0.001234 | 0.12 | 0.000617 | 0.06 | 0.0003085 | 0.03 | 6.17e-05 | 0.01
7.5 | 41 | 0 | 1 | 0 | 40 | 0.024867 | 0.46296 | 1.38 | 0.46295 | 1.357e-05 | 18.6173 | 0 | 0 | 1014.6572 | 480 | 0.012433 | 0.23148 | 0.23147 | 6.7851e-06 | 0.0062166 | 0.11574 | 0.11574 | 3.3925e-06 | 0.0012433 | 0.023148 | 0.023147 | 6.7851e-07 | 8:46 | 0.024752 | 2.44 | 0.012376 | 1.23 | 0.0061879 | 0.62 | 0.0012376 | 0.12 | 0.012376 | 1.23 | 0.0061879 | 0.62 | 0.003094 | 0.31 | 0.00061879 | 0.06 | 0.0061879 | 0.62 | 0.003094 | 0.31 | 0.001547 | 0.15 | 0.0003094 | 0.03 | 0.0012376 | 0.12 | 0.00061879 | 0.06 | 0.0003094 | 0.03 | 6.1879e-05 | 0.01
7.5 | 41 | 0 | 1 | 0 | 40 | 0.024867 | 0.46296 | 1.38 | 0.46295 | 1.357e-05 | 18.6173 | 0 | 0 | 1014.6572 | 480 | 0.012433 | 0.23148 | 0.23147 | 6.7851e-06 | 0.0062166 | 0.11574 | 0.11574 | 3.3925e-06 | 0.0012433 | 0.023148 | 0.023147 | 6.7851e-07 | 8:47 | 0.024823 | 2.45 | 0.012412 | 1.23 | 0.0062058 | 0.62 | 0.0012412 | 0.12 | 0.012412 | 1.23 | 0.0062058 | 0.62 | 0.0031029 | 0.31 | 0.00062058 | 0.06 | 0.0062058 | 0.62 | 0.0031029 | 0.31 | 0.0015514 | 0.16 | 0.00031029 | 0.03 | 0.0012412 | 0.12 | 0.00062058 | 0.06 | 0.00031029 | 0.03 | 6.2058e-05 | 0.01
7.5 | 41 | 0 | 1 | 0 | 40 | 0.024867 | 0.46296 | 1.38 | 0.46295 | 1.357e-05 | 18.6173 | 0 | 0 | 1014.6572 | 480 | 0.012433 | 0.23148 | 0.23147 | 6.7851e-06 | 0.0062166 | 0.11574 | 0.11574 | 3.3925e-06 | 0.0012433 | 0.023148 | 0.023147 | 6.7851e-07 | 8:47 | 0.024895 | 2.46 | 0.012447 | 1.24 | 0.0062237 | 0.62 | 0.0012447 | 0.12 | 0.012447 | 1.24 | 0.0062237 | 0.62 | 0.0031118 | 0.31 | 0.00062237 | 0.06 | 0.0062237 | 0.62 | 0.0031118 | 0.31 | 0.0015559 | 0.16 | 0.00031118 | 0.03 | 0.0012447 | 0.12 | 0.00062237 | 0.06 | 0.00031118 | 0.03 | 6.2237e-05 | 0.01
7.5 | 41 | 0 | 1 | 0 | 40 | 0.024867 | 0.46296 | 1.38 | 0.46295 | 1.357e-05 | 18.6173 | 0 | 0 | 1014.6572 | 480 | 0.012433 | 0.23148 | 0.23147 | 6.7851e-06 | 0.0062166 | 0.11574 | 0.11574 | 3.3925e-06 | 0.0012433 | 0.023148 | 0.023147 | 6.7851e-07 | 8:47 | 0.024966 | 2.47 | 0.012483 | 1.24 | 0.0062415 | 0.62 | 0.0012483 | 0.12 | 0.012483 | 1.24 | 0.0062415 | 0.62 | 0.0031208 | 0.31 | 0.00062415 | 0.06 | 0.0062415 | 0.62 | 0.0031208 | 0.31 | 0.0015604 | 0.16 | 0.00031208 | 0.03 | 0.0012483 | 0.12 | 0.00062415 | 0.06 | 0.00031208 | 0.03 | 6.2415e-05 | 0.01
7.5 | 41 | 0 | 1 | 0 | 40 | 0.024867 | 0.46296 | 1.38 | 0.46295 | 1.357e-05 | 18.6173 | 0 | 0 | 1014.6572 | 480 | 0.012433 | 0.23148 | 0.23147 | 6.7851e-06 | 0.0062166 | 0.11574 | 0.11574 | 3.3925e-06 | 0.0012433 | 0.023148 | 0.023147 | 6.7851e-07 | 8:47 | 0.025038 | 2.47 | 0.012519 | 1.24 | 0.0062594 | 0.62 | 0.0012519 | 0.13 | 0.012519 | 1.24 | 0.0062594 | 0.62 | 0.0031297 | 0.31 | 0.00062594 | 0.06 | 0.0062594 | 0.62 | 0.0031297 | 0.31 | 0.0015649 | 0.16 | 0.00031297 | 0.03 | 0.0012519 | 0.13 | 0.00062594 | 0.06 | 0.00031297 | 0.03 | 6.2594e-05 | 0.01
7.5 | 41 | 0 | 1 | 0 | 40 | 0.024867 | 0.46296 | 1.38 | 0.46295 | 1.357e-05 | 18.6173 | 0 | 0 | 1014.6572 | 480 | 0.012433 | 0.23148 | 0.23147 | 6.7851e-06 | 0.0062166 | 0.11574 | 0.11574 | 3.3925e-06 | 0.0012433 | 0.023148 | 0.023147 | 6.7851e-07 | 8:47 | 0.025109 | 2.48 | 0.012555 | 1.25 | 0.0062773 | 0.63 | 0.0012555 | 0.13 | 0.012555 | 1.25 | 0.0062773 | 0.63 | 0.0031386 | 0.31 | 0.00062773 | 0.06 | 0.0062773 | 0.63 | 0.0031386 | 0.31 | 0.0015693 | 0.16 | 0.00031386 | 0.03 | 0.0012555 | 0.13 | 0.00062773 | 0.06 | 0.00031386 | 0.03 | 6.2773e-05 | 0.01
7.5 | 41 | 0 | 1 | 0 | 40 | 0.024867 | 0.46296 | 1.38 | 0.46295 | 1.357e-05 | 18.6173 | 0 | 0 | 1014.6572 | 480 | 0.012433 | 0.23148 | 0.23147 | 6.7851e-06 | 0.0062166 | 0.11574 | 0.11574 | 3.3925e-06 | 0.0012433 | 0.023148 | 0.023147 | 6.7851e-07 | 8:47 | 0.025181 | 2.49 | 0.01259 | 1.25 | 0.0062952 | 0.63 | 0.001259 | 0.13 | 0.01259 | 1.25 | 0.0062952 | 0.63 | 0.0031476 | 0.31 | 0.00062952 | 0.06 | 0.0062952 | 0.63 | 0.0031476 | 0.31 | 0.0015738 | 0.16 | 0.00031476 | 0.03 | 0.001259 | 0.13 | 0.00062952 | 0.06 | 0.00031476 | 0.03 | 6.2952e-05 | 0.01
7.5 | 41 | 0 | 1 | 0 | 40 | 0.024867 | 0.46296 | 1.38 | 0.46295 | 1.357e-05 | 18.6173 | 0 | 0 | 1014.6572 | 480 | 0.012433 | 0.23148 | 0.23147 | 6.7851e-06 | 0.0062166 | 0.11574 | 0.11574 | 3.3925e-06 | 0.0012433 | 0.023148 | 0.023147 | 6.7851e-07 | 8:47 | 0.025252 | 2.49 | 0.012626 | 1.25 | 0.006313 | 0.63 | 0.0012626 | 0.13 | 0.012626 | 1.25 | 0.006313 | 0.63 | 0.0031565 | 0.32 | 0.0006313 | 0.06 | 0.006313 | 0.63 | 0.0031565 | 0.32 | 0.0015783 | 0.16 | 0.00031565 | 0.03 | 0.0012626 | 0.13 | 0.0006313 | 0.06 | 0.00031565 | 0.03 | 6.313e-05 | 0.01
7.5 | 41 | 0 | 1 | 0 | 40 | 0.024867 | 0.46296 | 1.38 | 0.46295 | 1.357e-05 | 18.6173 | 0 | 0 | 1014.6572 | 480 | 0.012433 | 0.23148 | 0.23147 | 6.7851e-06 | 0.0062166 | 0.11574 | 0.11574 | 3.3925e-06 | 0.0012433 | 0.023148 | 0.023147 | 6.7851e-07 | 8:47 | 0.025324 | 2.5 | 0.012662 | 1.26 | 0.0063309 | 0.63 | 0.0012662 | 0.13 | 0.012662 | 1.26 | 0.0063309 | 0.63 | 0.0031654 | 0.32 | 0.00063309 | 0.06 | 0.0063309 | 0.63 | 0.0031654 | 0.32 | 0.0015827 | 0.16 | 0.00031654 | 0.03 | 0.0012662 | 0.13 | 0.00063309 | 0.06 | 0.00031654 | 0.03 | 6.3309e-05 | 0.01
7.5 | 41 | 0 | 1 | 0 | 40 | 0.024867 | 0.46296 | 1.38 | 0.46295 | 1.357e-05 | 18.6173 | 0 | 0 | 1014.6572 | 480 | 0.012433 | 0.23148 | 0.23147 | 6.7851e-06 | 0.0062166 | 0.11574 | 0.11574 | 3.3925e-06 | 0.0012433 | 0.023148 | 0.023147 | 6.7851e-07 | 8:48 | 0.025395 | 2.51 | 0.012698 | 1.26 | 0.0063488 | 0.63 | 0.0012698 | 0.13 | 0.012698 | 1.26 | 0.0063488 | 0.63 | 0.0031744 | 0.32 | 0.00063488 | 0.06 | 0.0063488 | 0.63 | 0.0031744 | 0.32 | 0.0015872 | 0.16 | 0.00031744 | 0.03 | 0.0012698 | 0.13 | 0.00063488 | 0.06 | 0.00031744 | 0.03 | 6.3488e-05 | 0.01
7.5 | 41 | 0 | 1 | 0 | 40 | 0.024867 | 0.46296 | 1.38 | 0.46295 | 1.357e-05 | 18.6173 | 0 | 0 | 1014.6572 | 480 | 0.012433 | 0.23148 | 0.23147 | 6.7851e-06 | 0.0062166 | 0.11574 | 0.11574 | 3.3925e-06 | 0.0012433 | 0.023148 | 0.023147 | 6.7851e-07 | 8:48 | 0.025467 | 2.51 | 0.012733 | 1.27 | 0.0063666 | 0.63 | 0.0012733 | 0.13 | 0.012733 | 1.27 | 0.0063666 | 0.63 | 0.0031833 | 0.32 | 0.00063666 | 0.06 | 0.0063666 | 0.63 | 0.0031833 | 0.32 | 0.0015917 | 0.16 | 0.00031833 | 0.03 | 0.0012733 | 0.13 | 0.00063666 | 0.06 | 0.00031833 | 0.03 | 6.3666e-05 | 0.01
7.5 | 41 | 0 | 1 | 0 | 40 | 0.024867 | 0.46296 | 1.38 | 0.46295 | 1.357e-05 | 18.6173 | 0 | 0 | 1014.6572 | 480 | 0.012433 | 0.23148 | 0.23147 | 6.7851e-06 | 0.0062166 | 0.11574 | 0.11574 | 3.3925e-06 | 0.0012433 | 0.023148 | 0.023147 | 6.7851e-07 | 8:48 | 0.025538 | 2.52 | 0.012769 | 1.27 | 0.0063845 | 0.64 | 0.0012769 | 0.13 | 0.012769 | 1.27 | 0.0063845 | 0.64 | 0.0031923 | 0.32 | 0.00063845 | 0.06 | 0.0063845 | 0.64 | 0.0031923 | 0.32 | 0.0015961 | 0.16 | 0.00031923 | 0.03 | 0.0012769 | 0.13 | 0.00063845 | 0.06 | 0.00031923 | 0.03 | 6.3845e-05 | 0.01
7.5 | 41 | 0 | 1 | 0 | 40 | 0.024867 | 0.46296 | 1.38 | 0.46295 | 1.357e-05 | 18.6173 | 0 | 0 | 1014.6572 | 480 | 0.012433 | 0.23148 | 0.23147 | 6.7851e-06 | 0.0062166 | 0.11574 | 0.11574 | 3.3925e-06 | 0.0012433 | 0.023148 | 0.023147 | 6.7851e-07 | 8:48 | 0.02561 | 2.53 | 0.012805 | 1.27 | 0.0064024 | 0.64 | 0.0012805 | 0.13 | 0.012805 | 1.27 | 0.0064024 | 0.64 | 0.0032012 | 0.32 | 0.00064024 | 0.06 | 0.0064024 | 0.64 | 0.0032012 | 0.32 | 0.0016006 | 0.16 | 0.00032012 | 0.03 | 0.0012805 | 0.13 | 0.00064024 | 0.06 | 0.00032012 | 0.03 | 6.4024e-05 | 0.01
7.5 | 41 | 0 | 1 | 0 | 40 | 0.024867 | 0.46296 | 1.38 | 0.46295 | 1.357e-05 | 18.6173 | 0 | 0 | 1014.6573 | 480 | 0.012433 | 0.23148 | 0.23147 | 6.7851e-06 | 0.0062166 | 0.11574 | 0.11574 | 3.3925e-06 | 0.0012433 | 0.023148 | 0.023147 | 6.7851e-07 | 8:48 | 0.025681 | 2.54 | 0.012841 | 1.28 | 0.0064203 | 0.64 | 0.0012841 | 0.13 | 0.012841 | 1.28 | 0.0064203 | 0.64 | 0.0032101 | 0.32 | 0.00064203 | 0.06 | 0.0064203 | 0.64 | 0.0032101 | 0.32 | 0.0016051 | 0.16 | 0.00032101 | 0.03 | 0.0012841 | 0.13 | 0.00064203 | 0.06 | 0.00032101 | 0.03 | 6.4203e-05 | 0.01
7.5 | 41 | 0 | 1 | 0 | 40 | 0.024867 | 0.46296 | 1.38 | 0.46295 | 1.357e-05 | 18.6173 | 0 | 0 | 1014.6573 | 480 | 0.012433 | 0.23148 | 0.23147 | 6.7851e-06 | 0.0062166 | 0.11574 | 0.11574 | 3.3925e-06 | 0.0012433 | 0.023148 | 0.023147 | 6.7851e-07 | 8:48 | 0.025753 | 2.54 | 0.012876 | 1.28 | 0.0064381 | 0.64 | 0.0012876 | 0.13 | 0.012876 | 1.28 | 0.0064381 | 0.64 | 0.0032191 | 0.32 | 0.00064381 | 0.06 | 0.0064381 | 0.64 | 0.0032191 | 0.32 | 0.0016095 | 0.16 | 0.00032191 | 0.03 | 0.0012876 | 0.13 | 0.00064381 | 0.06 | 0.00032191 | 0.03 | 6.4381e-05 | 0.01
7.5 | 41 | 0 | 1 | 0 | 40 | 0.024867 | 0.46296 | 1.38 | 0.46295 | 1.357e-05 | 18.6173 | 0 | 0 | 1014.6573 | 480 | 0.012433 | 0.23148 | 0.23147 | 6.7851e-06 | 0.0062166 | 0.11574 | 0.11574 | 3.3925e-06 | 0.0012433 | 0.023148 | 0.023147 | 6.7851e-07 | 8:48 | 0.025824 | 2.55 | 0.012912 | 1.28 | 0.006456 | 0.64 | 0.0012912 | 0.13 | 0.012912 | 1.28 | 0.006456 | 0.64 | 0.003228 | 0.32 | 0.0006456 | 0.06 | 0.006456 | 0.64 | 0.003228 | 0.32 | 0.001614 | 0.16 | 0.0003228 | 0.03 | 0.0012912 | 0.13 | 0.0006456 | 0.06 | 0.0003228 | 0.03 | 6.456e-05 | 0.01
7.5 | 41 | 0 | 1 | 0 | 40 | 0.024867 | 0.46296 | 1.38 | 0.46295 | 1.357e-05 | 18.6173 | 0 | 0 | 1014.6573 | 480 | 0.012433 | 0.23148 | 0.23147 | 6.7851e-06 | 0.0062166 | 0.11574 | 0.11574 | 3.3925e-06 | 0.0012433 | 0.023148 | 0.023147 | 6.7851e-07 | 8:48 | 0.025896 | 2.56 | 0.012948 | 1.29 | 0.0064739 | 0.65 | 0.0012948 | 0.13 | 0.012948 | 1.29 | 0.0064739 | 0.65 | 0.0032369 | 0.32 | 0.00064739 | 0.06 | 0.0064739 | 0.65 | 0.0032369 | 0.32 | 0.0016185 | 0.16 | 0.00032369 | 0.03 | 0.0012948 | 0.13 | 0.00064739 | 0.06 | 0.00032369 | 0.03 | 6.4739e-05 | 0.01
7.5 | 41 | 0 | 1 | 0 | 40 | 0.024867 | 0.46296 | 1.38 | 0.46295 | 1.357e-05 | 18.6173 | 0 | 0 | 1014.6573 | 480 | 0.012433 | 0.23148 | 0.23147 | 6.7851e-06 | 0.0062166 | 0.11574 | 0.11574 | 3.3925e-06 | 0.0012433 | 0.023148 | 0.023147 | 6.7851e-07 | 8:49 | 0.025967 | 2.56 | 0.012984 | 1.29 | 0.0064918 | 0.65 | 0.0012984 | 0.13 | 0.012984 | 1.29 | 0.0064918 | 0.65 | 0.0032459 | 0.32 | 0.00064918 | 0.06 | 0.0064918 | 0.65 | 0.0032459 | 0.32 | 0.0016229 | 0.16 | 0.00032459 | 0.03 | 0.0012984 | 0.13 | 0.00064918 | 0.06 | 0.00032459 | 0.03 | 6.4918e-05 | 0.01
7.5 | 41 | 0 | 1 | 0 | 40 | 0.024867 | 0.46296 | 1.38 | 0.46295 | 1.357e-05 | 18.6173 | 0 | 0 | 1014.6573 | 480 | 0.012433 | 0.23148 | 0.23147 | 6.7851e-06 | 0.0062166 | 0.11574 | 0.11574 | 3.3925e-06 | 0.0012433 | 0.023148 | 0.023147 | 6.7851e-07 | 8:49 | 0.026038 | 2.57 | 0.013019 | 1.29 | 0.0065096 | 0.65 | 0.0013019 | 0.13 | 0.013019 | 1.29 | 0.0065096 | 0.65 | 0.0032548 | 0.32 | 0.00065096 | 0.07 | 0.0065096 | 0.65 | 0.0032548 | 0.32 | 0.0016274 | 0.16 | 0.00032548 | 0.03 | 0.0013019 | 0.13 | 0.00065096 | 0.07 | 0.00032548 | 0.03 | 6.5096e-05 | 0.01
7.5 | 41 | 0 | 1 | 0 | 40 | 0.024867 | 0.46296 | 1.38 | 0.46295 | 1.357e-05 | 18.6173 | 0 | 0 | 1014.6573 | 480 | 0.012433 | 0.23148 | 0.23147 | 6.7851e-06 | 0.0062166 | 0.11574 | 0.11574 | 3.3925e-06 | 0.0012433 | 0.023148 | 0.023147 | 6.7851e-07 | 8:49 | 0.02611 | 2.58 | 0.013055 | 1.3 | 0.0065275 | 0.65 | 0.0013055 | 0.13 | 0.013055 | 1.3 | 0.0065275 | 0.65 | 0.0032637 | 0.33 | 0.00065275 | 0.07 | 0.0065275 | 0.65 | 0.0032637 | 0.33 | 0.0016319 | 0.16 | 0.00032637 | 0.03 | 0.0013055 | 0.13 | 0.00065275 | 0.07 | 0.00032637 | 0.03 | 6.5275e-05 | 0.01
7.5 | 41 | 0 | 1 | 0 | 40 | 0.024867 | 0.46296 | 1.38 | 0.46295 | 1.357e-05 | 18.6173 | 0 | 0 | 1014.6573 | 480 | 0.012433 | 0.23148 | 0.23147 | 6.7851e-06 | 0.0062166 | 0.11574 | 0.11574 | 3.3925e-06 | 0.0012433 | 0.023148 | 0.023147 | 6.7851e-07 | 8:49 | 0.026181 | 2.58 | 0.013091 | 1.3 | 0.0065454 | 0.65 | 0.0013091 | 0.13 | 0.013091 | 1.3 | 0.0065454 | 0.65 | 0.0032727 | 0.33 | 0.00065454 | 0.07 | 0.0065454 | 0.65 | 0.0032727 | 0.33 | 0.0016363 | 0.16 | 0.00032727 | 0.03 | 0.0013091 | 0.13 | 0.00065454 | 0.07 | 0.00032727 | 0.03 | 6.5454e-05 | 0.01
7.5 | 41 | 0 | 1 | 0 | 40 | 0.024867 | 0.46296 | 1.38 | 0.46295 | 1.357e-05 | 18.6173 | 0 | 0 | 1014.6573 | 480 | 0.012433 | 0.23148 | 0.23147 | 6.7851e-06 | 0.0062166 | 0.11574 | 0.11574 | 3.3925e-06 | 0.0012433 | 0.023148 | 0.023147 | 6.7851e-07 | 8:49 | 0.026253 | 2.59 | 0.013126 | 1.3 | 0.0065632 | 0.65 | 0.0013126 | 0.13 | 0.013126 | 1.3 | 0.0065632 | 0.65 | 0.0032816 | 0.33 | 0.00065632 | 0.07 | 0.0065632 | 0.65 | 0.0032816 | 0.33 | 0.0016408 | 0.16 | 0.00032816 | 0.03 | 0.0013126 | 0.13 | 0.00065632 | 0.07 | 0.00032816 | 0.03 | 6.5632e-05 | 0.01
7.5 | 41 | 0 | 1 | 0 | 40 | 0.024867 | 0.46296 | 1.38 | 0.46295 | 1.357e-05 | 18.6173 | 0 | 0 | 1014.6573 | 480 | 0.012433 | 0.23148 | 0.23147 | 6.7851e-06 | 0.0062166 | 0.11574 | 0.11574 | 3.3925e-06 | 0.0012433 | 0.023148 | 0.023147 | 6.7851e-07 | 8:49 | 0.026324 | 2.6 | 0.013162 | 1.31 | 0.0065811 | 0.66 | 0.0013162 | 0.13 | 0.013162 | 1.31 | 0.0065811 | 0.66 | 0.0032906 | 0.33 | 0.00065811 | 0.07 | 0.0065811 | 0.66 | 0.0032906 | 0.33 | 0.0016453 | 0.16 | 0.00032906 | 0.03 | 0.0013162 | 0.13 | 0.00065811 | 0.07 | 0.00032906 | 0.03 | 6.5811e-05 | 0.01
7.5 | 41 | 0 | 1 | 0 | 40 | 0.024867 | 0.46296 | 1.38 | 0.46295 | 1.357e-05 | 18.6173 | 0 | 0 | 1014.6573 | 480 | 0.012433 | 0.23148 | 0.23147 | 6.7851e-06 | 0.0062166 | 0.11574 | 0.11574 | 3.3925e-06 | 0.0012433 | 0.023148 | 0.023147 | 6.7851e-07 | 8:49 | 0.026396 | 2.61 | 0.013198 | 1.31 | 0.006599 | 0.66 | 0.0013198 | 0.13 | 0.013198 | 1.31 | 0.006599 | 0.66 | 0.0032995 | 0.33 | 0.0006599 | 0.07 | 0.006599 | 0.66 | 0.0032995 | 0.33 | 0.0016497 | 0.16 | 0.00032995 | 0.03 | 0.0013198 | 0.13 | 0.0006599 | 0.07 | 0.00032995 | 0.03 | 6.599e-05 | 0.01
7.5 | 41 | 0 | 1 | 0 | 40 | 0.024867 | 0.46296 | 1.38 | 0.46295 | 1.357e-05 | 18.6173 | 0 | 0 | 1014.6573 | 480 | 0.012433 | 0.23148 | 0.23147 | 6.7851e-06 | 0.0062166 | 0.11574 | 0.11574 | 3.3925e-06 | 0.0012433 | 0.023148 | 0.023147 | 6.7851e-07 | 8:49 | 0.026467 | 2.61 | 0.013234 | 1.31 | 0.0066169 | 0.66 | 0.0013234 | 0.13 | 0.013234 | 1.31 | 0.0066169 | 0.66 | 0.0033084 | 0.33 | 0.00066169 | 0.07 | 0.0066169 | 0.66 | 0.0033084 | 0.33 | 0.0016542 | 0.17 | 0.00033084 | 0.03 | 0.0013234 | 0.13 | 0.00066169 | 0.07 | 0.00033084 | 0.03 | 6.6169e-05 | 0.01
7.5 | 41 | 0 | 1 | 0 | 40 | 0.024867 | 0.46296 | 1.38 | 0.46295 | 1.357e-05 | 18.6173 | 0 | 0 | 1014.6573 | 480 | 0.012433 | 0.23148 | 0.23147 | 6.7851e-06 | 0.0062166 | 0.11574 | 0.11574 | 3.3925e-06 | 0.0012433 | 0.023148 | 0.023147 | 6.7851e-07 | 8:50 | 0.026539 | 2.62 | 0.013269 | 1.32 | 0.0066347 | 0.66 | 0.0013269 | 0.13 | 0.013269 | 1.32 | 0.0066347 | 0.66 | 0.0033174 | 0.33 | 0.00066347 | 0.07 | 0.0066347 | 0.66 | 0.0033174 | 0.33 | 0.0016587 | 0.17 | 0.00033174 | 0.03 | 0.0013269 | 0.13 | 0.00066347 | 0.07 | 0.00033174 | 0.03 | 6.6347e-05 | 0.01
7.5 | 41 | 0 | 1 | 0 | 40 | 0.024867 | 0.46296 | 1.38 | 0.46295 | 1.357e-05 | 18.6173 | 0 | 0 | 1014.6573 | 480 | 0.012433 | 0.23148 | 0.23147 | 6.7851e-06 | 0.0062166 | 0.11574 | 0.11574 | 3.3925e-06 | 0.0012433 | 0.023148 | 0.023147 | 6.7851e-07 | 8:50 | 0.02661 | 2.63 | 0.013305 | 1.32 | 0.0066526 | 0.66 | 0.0013305 | 0.13 | 0.013305 | 1.32 | 0.0066526 | 0.66 | 0.0033263 | 0.33 | 0.00066526 | 0.07 | 0.0066526 | 0.66 | 0.0033263 | 0.33 | 0.0016632 | 0.17 | 0.00033263 | 0.03 | 0.0013305 | 0.13 | 0.00066526 | 0.07 | 0.00033263 | 0.03 | 6.6526e-05 | 0.01
7.5 | 41 | 0 | 1 | 0 | 40 | 0.024867 | 0.46296 | 1.38 | 0.46295 | 1.357e-05 | 18.6173 | 0 | 0 | 1014.6573 | 480 | 0.012433 | 0.23148 | 0.23147 | 6.7851e-06 | 0.0062166 | 0.11574 | 0.11574 | 3.3925e-06 | 0.0012433 | 0.023148 | 0.023147 | 6.7851e-07 | 8:50 | 0.026682 | 2.63 | 0.013341 | 1.33 | 0.0066705 | 0.66 | 0.0013341 | 0.13 | 0.013341 | 1.33 | 0.0066705 | 0.66 | 0.0033352 | 0.33 | 0.00066705 | 0.07 | 0.0066705 | 0.66 | 0.0033352 | 0.33 | 0.0016676 | 0.17 | 0.00033352 | 0.03 | 0.0013341 | 0.13 | 0.00066705 | 0.07 | 0.00033352 | 0.03 | 6.6705e-05 | 0.01
7.5 | 41 | 0 | 1 | 0 | 40 | 0.024867 | 0.46296 | 1.38 | 0.46295 | 1.357e-05 | 18.6173 | 0 | 0 | 1014.6573 | 480 | 0.012433 | 0.23148 | 0.23147 | 6.7851e-06 | 0.0062166 | 0.11574 | 0.11574 | 3.3925e-06 | 0.0012433 | 0.023148 | 0.023147 | 6.7851e-07 | 8:50 | 0.026753 | 2.64 | 0.013377 | 1.33 | 0.0066884 | 0.67 | 0.0013377 | 0.13 | 0.013377 | 1.33 | 0.0066884 | 0.67 | 0.0033442 | 0.33 | 0.00066884 | 0.07 | 0.0066884 | 0.67 | 0.0033442 | 0.33 | 0.0016721 | 0.17 | 0.00033442 | 0.03 | 0.0013377 | 0.13 | 0.00066884 | 0.07 | 0.00033442 | 0.03 | 6.6884e-05 | 0.01
7.5 | 41 | 0 | 1 | 0 | 40 | 0.024867 | 0.46296 | 1.38 | 0.46295 | 1.357e-05 | 18.6173 | 0 | 0 | 1014.6573 | 480 | 0.012433 | 0.23148 | 0.23147 | 6.7851e-06 | 0.0062166 | 0.11574 | 0.11574 | 3.3925e-06 | 0.0012433 | 0.023148 | 0.023147 | 6.7851e-07 | 8:50 | 0.026825 | 2.65 | 0.013412 | 1.33 | 0.0067062 | 0.67 | 0.0013412 | 0.13 | 0.013412 | 1.33 | 0.0067062 | 0.67 | 0.0033531 | 0.33 | 0.00067062 | 0.07 | 0.0067062 | 0.67 | 0.0033531 | 0.33 | 0.0016766 | 0.17 | 0.00033531 | 0.03 | 0.0013412 | 0.13 | 0.00067062 | 0.07 | 0.00033531 | 0.03 | 6.7062e-05 | 0.01
7.5 | 41 | 0 | 1 | 0 | 40 | 0.024867 | 0.46296 | 1.38 | 0.46295 | 1.357e-05 | 18.6173 | 0 | 0 | 1014.6573 | 480 | 0.012433 | 0.23148 | 0.23147 | 6.7851e-06 | 0.0062166 | 0.11574 | 0.11574 | 3.3925e-06 | 0.0012433 | 0.023148 | 0.023147 | 6.7851e-07 | 8:50 | 0.026896 | 2.65 | 0.013448 | 1.34 | 0.0067241 | 0.67 | 0.0013448 | 0.13 | 0.013448 | 1.34 | 0.0067241 | 0.67 | 0.003362 | 0.34 | 0.00067241 | 0.07 | 0.0067241 | 0.67 | 0.003362 | 0.34 | 0.001681 | 0.17 | 0.0003362 | 0.03 | 0.0013448 | 0.13 | 0.00067241 | 0.07 | 0.0003362 | 0.03 | 6.7241e-05 | 0.01
7.5 | 41 | 0 | 1 | 0 | 40 | 0.024867 | 0.46296 | 1.38 | 0.46295 | 1.357e-05 | 18.6173 | 0 | 0 | 1014.6573 | 480 | 0.012433 | 0.23148 | 0.23147 | 6.7851e-06 | 0.0062166 | 0.11574 | 0.11574 | 3.3925e-06 | 0.0012433 | 0.023148 | 0.023147 | 6.7851e-07 | 8:50 | 0.026968 | 2.66 | 0.013484 | 1.34 | 0.006742 | 0.67 | 0.0013484 | 0.13 | 0.013484 | 1.34 | 0.006742 | 0.67 | 0.003371 | 0.34 | 0.0006742 | 0.07 | 0.006742 | 0.67 | 0.003371 | 0.34 | 0.0016855 | 0.17 | 0.0003371 | 0.03 | 0.0013484 | 0.13 | 0.0006742 | 0.07 | 0.0003371 | 0.03 | 6.742e-05 | 0.01
7.5 | 41 | 0 | 1 | 0 | 40 | 0.024867 | 0.46296 | 1.38 | 0.46295 | 1.357e-05 | 18.6173 | 0 | 0 | 1014.6573 | 480 | 0.012433 | 0.23148 | 0.23147 | 6.7851e-06 | 0.0062166 | 0.11574 | 0.11574 | 3.3925e-06 | 0.0012433 | 0.023148 | 0.023147 | 6.7851e-07 | 8:50 | 0.027039 | 2.67 | 0.01352 | 1.34 | 0.0067598 | 0.67 | 0.001352 | 0.14 | 0.01352 | 1.34 | 0.0067598 | 0.67 | 0.0033799 | 0.34 | 0.00067598 | 0.07 | 0.0067598 | 0.67 | 0.0033799 | 0.34 | 0.00169 | 0.17 | 0.00033799 | 0.03 | 0.001352 | 0.14 | 0.00067598 | 0.07 | 0.00033799 | 0.03 | 6.7598e-05 | 0.01
7.5 | 41 | 0 | 1 | 0 | 40 | 0.024867 | 0.46296 | 1.38 | 0.46295 | 1.357e-05 | 18.6173 | 0 | 0 | 1014.6573 | 480 | 0.012433 | 0.23148 | 0.23147 | 6.7851e-06 | 0.0062166 | 0.11574 | 0.11574 | 3.3925e-06 | 0.0012433 | 0.023148 | 0.023147 | 6.7851e-07 | 8:51 | 0.027111 | 2.67 | 0.013555 | 1.35 | 0.0067777 | 0.68 | 0.0013555 | 0.14 | 0.013555 | 1.35 | 0.0067777 | 0.68 | 0.0033889 | 0.34 | 0.00067777 | 0.07 | 0.0067777 | 0.68 | 0.0033889 | 0.34 | 0.0016944 | 0.17 | 0.00033889 | 0.03 | 0.0013555 | 0.14 | 0.00067777 | 0.07 | 0.00033889 | 0.03 | 6.7777e-05 | 0.01
7.5 | 41 | 0 | 1 | 0 | 40 | 0.024867 | 0.46296 | 1.38 | 0.46295 | 1.357e-05 | 18.6173 | 0 | 0 | 1014.6573 | 480 | 0.012433 | 0.23148 | 0.23147 | 6.7851e-06 | 0.0062166 | 0.11574 | 0.11574 | 3.3925e-06 | 0.0012433 | 0.023148 | 0.023147 | 6.7851e-07 | 8:51 | 0.027182 | 2.68 | 0.013591 | 1.35 | 0.0067956 | 0.68 | 0.0013591 | 0.14 | 0.013591 | 1.35 | 0.0067956 | 0.68 | 0.0033978 | 0.34 | 0.00067956 | 0.07 | 0.0067956 | 0.68 | 0.0033978 | 0.34 | 0.0016989 | 0.17 | 0.00033978 | 0.03 | 0.0013591 | 0.14 | 0.00067956 | 0.07 | 0.00033978 | 0.03 | 6.7956e-05 | 0.01
7.5 | 41 | 0 | 1 | 0 | 40 | 0.024867 | 0.46296 | 1.38 | 0.46295 | 1.357e-05 | 18.6173 | 0 | 0 | 1014.6573 | 480 | 0.012433 | 0.23148 | 0.23147 | 6.7851e-06 | 0.0062166 | 0.11574 | 0.11574 | 3.3925e-06 | 0.0012433 | 0.023148 | 0.023147 | 6.7851e-07 | 8:51 | 0.027254 | 2.69 | 0.013627 | 1.35 | 0.0068135 | 0.68 | 0.0013627 | 0.14 | 0.013627 | 1.35 | 0.0068135 | 0.68 | 0.0034067 | 0.34 | 0.00068135 | 0.07 | 0.0068135 | 0.68 | 0.0034067 | 0.34 | 0.0017034 | 0.17 | 0.00034067 | 0.03 | 0.0013627 | 0.14 | 0.00068135 | 0.07 | 0.00034067 | 0.03 | 6.8135e-05 | 0.01
7.5 | 41 | 0 | 1 | 0 | 40 | 0.024867 | 0.46296 | 1.38 | 0.46295 | 1.357e-05 | 18.6173 | 0 | 0 | 1014.6573 | 480 | 0.012433 | 0.23148 | 0.23147 | 6.7851e-06 | 0.0062166 | 0.11574 | 0.11574 | 3.3925e-06 | 0.0012433 | 0.023148 | 0.023147 | 6.7851e-07 | 8:51 | 0.027325 | 2.7 | 0.013663 | 1.36 | 0.0068313 | 0.68 | 0.0013663 | 0.14 | 0.013663 | 1.36 | 0.0068313 | 0.68 | 0.0034157 | 0.34 | 0.00068313 | 0.07 | 0.0068313 | 0.68 | 0.0034157 | 0.34 | 0.0017078 | 0.17 | 0.00034157 | 0.03 | 0.0013663 | 0.14 | 0.00068313 | 0.07 | 0.00034157 | 0.03 | 6.8313e-05 | 0.01
7.5 | 41 | 0 | 1 | 0 | 40 | 0.024867 | 0.46296 | 1.38 | 0.46295 | 1.357e-05 | 18.6173 | 0 | 0 | 1014.6573 | 480 | 0.012433 | 0.23148 | 0.23147 | 6.7851e-06 | 0.0062166 | 0.11574 | 0.11574 | 3.3925e-06 | 0.0012433 | 0.023148 | 0.023147 | 6.7851e-07 | 8:51 | 0.027397 | 2.7 | 0.013698 | 1.36 | 0.0068492 | 0.68 | 0.0013698 | 0.14 | 0.013698 | 1.36 | 0.0068492 | 0.68 | 0.0034246 | 0.34 | 0.00068492 | 0.07 | 0.0068492 | 0.68 | 0.0034246 | 0.34 | 0.0017123 | 0.17 | 0.00034246 | 0.03 | 0.0013698 | 0.14 | 0.00068492 | 0.07 | 0.00034246 | 0.03 | 6.8492e-05 | 0.01
7.5 | 41 | 0 | 1 | 0 | 40 | 0.024867 | 0.46296 | 1.38 | 0.46295 | 1.357e-05 | 18.6173 | 0 | 0 | 1014.6573 | 480 | 0.012433 | 0.23148 | 0.23147 | 6.7851e-06 | 0.0062166 | 0.11574 | 0.11574 | 3.3925e-06 | 0.0012433 | 0.023148 | 0.023147 | 6.7851e-07 | 8:51 | 0.027468 | 2.71 | 0.013734 | 1.36 | 0.0068671 | 0.68 | 0.0013734 | 0.14 | 0.013734 | 1.36 | 0.0068671 | 0.68 | 0.0034335 | 0.34 | 0.00068671 | 0.07 | 0.0068671 | 0.68 | 0.0034335 | 0.34 | 0.0017168 | 0.17 | 0.00034335 | 0.03 | 0.0013734 | 0.14 | 0.00068671 | 0.07 | 0.00034335 | 0.03 | 6.8671e-05 | 0.01
7.5 | 41 | 0 | 1 | 0 | 40 | 0.024867 | 0.46296 | 1.38 | 0.46295 | 1.357e-05 | 18.6173 | 0 | 0 | 1014.6573 | 480 | 0.012433 | 0.23148 | 0.23147 | 6.7851e-06 | 0.0062166 | 0.11574 | 0.11574 | 3.3925e-06 | 0.0012433 | 0.023148 | 0.023147 | 6.7851e-07 | 8:51 | 0.02754 | 2.72 | 0.01377 | 1.37 | 0.006885 | 0.69 | 0.001377 | 0.14 | 0.01377 | 1.37 | 0.006885 | 0.69 | 0.0034425 | 0.34 | 0.0006885 | 0.07 | 0.006885 | 0.69 | 0.0034425 | 0.34 | 0.0017212 | 0.17 | 0.00034425 | 0.03 | 0.001377 | 0.14 | 0.0006885 | 0.07 | 0.00034425 | 0.03 | 6.885e-05 | 0.01
7.5 | 41 | 0 | 1 | 0 | 40 | 0.024867 | 0.46296 | 1.38 | 0.46295 | 1.357e-05 | 18.6173 | 0 | 0 | 1014.6573 | 480 | 0.012433 | 0.23148 | 0.23147 | 6.7851e-06 | 0.0062166 | 0.11574 | 0.11574 | 3.3925e-06 | 0.0012433 | 0.023148 | 0.023147 | 6.7851e-07 | 8:51 | 0.027611 | 2.72 | 0.013806 | 1.37 | 0.0069028 | 0.69 | 0.0013806 | 0.14 | 0.013806 | 1.37 | 0.0069028 | 0.69 | 0.0034514 | 0.34 | 0.00069028 | 0.07 | 0.0069028 | 0.69 | 0.0034514 | 0.34 | 0.0017257 | 0.17 | 0.00034514 | 0.03 | 0.0013806 | 0.14 | 0.00069028 | 0.07 | 0.00034514 | 0.03 | 6.9028e-05 | 0.01
7.5 | 41 | 0 | 1 | 0 | 40 | 0.024867 | 0.46296 | 1.38 | 0.46295 | 1.357e-05 | 18.6173 | 0 | 0 | 1014.6573 | 480 | 0.012433 | 0.23148 | 0.23147 | 6.7851e-06 | 0.0062166 | 0.11574 | 0.11574 | 3.3925e-06 | 0.0012433 | 0.023148 | 0.023147 | 6.7851e-07 | 8:52 | 0.027683 | 2.73 | 0.013841 | 1.37 | 0.0069207 | 0.69 | 0.0013841 | 0.14 | 0.013841 | 1.37 | 0.0069207 | 0.69 | 0.0034604 | 0.35 | 0.00069207 | 0.07 | 0.0069207 | 0.69 | 0.0034604 | 0.35 | 0.0017302 | 0.17 | 0.00034604 | 0.03 | 0.0013841 | 0.14 | 0.00069207 | 0.07 | 0.00034604 | 0.03 | 6.9207e-05 | 0.01
7.5 | 41 | 0 | 1 | 0 | 40 | 0.024867 | 0.46296 | 1.38 | 0.46295 | 1.357e-05 | 18.6173 | 0 | 0 | 1014.6573 | 480 | 0.012433 | 0.23148 | 0.23147 | 6.7851e-06 | 0.0062166 | 0.11574 | 0.11574 | 3.3925e-06 | 0.0012433 | 0.023148 | 0.023147 | 6.7851e-07 | 8:52 | 0.027754 | 2.74 | 0.013877 | 1.38 | 0.0069386 | 0.69 | 0.0013877 | 0.14 | 0.013877 | 1.38 | 0.0069386 | 0.69 | 0.0034693 | 0.35 | 0.00069386 | 0.07 | 0.0069386 | 0.69 | 0.0034693 | 0.35 | 0.0017346 | 0.17 | 0.00034693 | 0.03 | 0.0013877 | 0.14 | 0.00069386 | 0.07 | 0.00034693 | 0.03 | 6.9386e-05 | 0.01
7.5 | 41 | 0 | 1 | 0 | 40 | 0.024867 | 0.46296 | 1.38 | 0.46295 | 1.357e-05 | 18.6173 | 0 | 0 | 1014.6573 | 480 | 0.012433 | 0.23148 | 0.23147 | 6.7851e-06 | 0.0062166 | 0.11574 | 0.11574 | 3.3925e-06 | 0.0012433 | 0.023148 | 0.023147 | 6.7851e-07 | 8:52 | 0.027826 | 2.74 | 0.013913 | 1.38 | 0.0069564 | 0.69 | 0.0013913 | 0.14 | 0.013913 | 1.38 | 0.0069564 | 0.69 | 0.0034782 | 0.35 | 0.00069564 | 0.07 | 0.0069564 | 0.69 | 0.0034782 | 0.35 | 0.0017391 | 0.17 | 0.00034782 | 0.03 | 0.0013913 | 0.14 | 0.00069564 | 0.07 | 0.00034782 | 0.03 | 6.9564e-05 | 0.01
7.5 | 41 | 0 | 1 | 0 | 40 | 0.024867 | 0.46296 | 1.38 | 0.46295 | 1.357e-05 | 18.6173 | 0 | 0 | 1014.6573 | 480 | 0.012433 | 0.23148 | 0.23147 | 6.7851e-06 | 0.0062166 | 0.11574 | 0.11574 | 3.3925e-06 | 0.0012433 | 0.023148 | 0.023147 | 6.7851e-07 | 8:52 | 0.027897 | 2.75 | 0.013949 | 1.39 | 0.0069743 | 0.7 | 0.0013949 | 0.14 | 0.013949 | 1.39 | 0.0069743 | 0.7 | 0.0034872 | 0.35 | 0.00069743 | 0.07 | 0.0069743 | 0.7 | 0.0034872 | 0.35 | 0.0017436 | 0.17 | 0.00034872 | 0.03 | 0.0013949 | 0.14 | 0.00069743 | 0.07 | 0.00034872 | 0.03 | 6.9743e-05 | 0.01
7.5 | 41 | 0 | 1 | 0 | 40 | 0.024867 | 0.46296 | 1.38 | 0.46295 | 1.357e-05 | 18.6173 | 0 | 0 | 1014.6573 | 480 | 0.012433 | 0.23148 | 0.23147 | 6.7851e-06 | 0.0062166 | 0.11574 | 0.11574 | 3.3925e-06 | 0.0012433 | 0.023148 | 0.023147 | 6.7851e-07 | 8:52 | 0.027969 | 2.76 | 0.013984 | 1.39 | 0.0069922 | 0.7 | 0.0013984 | 0.14 | 0.013984 | 1.39 | 0.0069922 | 0.7 | 0.0034961 | 0.35 | 0.00069922 | 0.07 | 0.0069922 | 0.7 | 0.0034961 | 0.35 | 0.001748 | 0.17 | 0.00034961 | 0.03 | 0.0013984 | 0.14 | 0.00069922 | 0.07 | 0.00034961 | 0.03 | 6.9922e-05 | 0.01
7.5 | 41 | 0 | 1 | 0 | 40 | 0.024867 | 0.46296 | 1.38 | 0.46295 | 1.357e-05 | 18.6173 | 0 | 0 | 1014.6573 | 480 | 0.012433 | 0.23148 | 0.23147 | 6.7851e-06 | 0.0062166 | 0.11574 | 0.11574 | 3.3925e-06 | 0.0012433 | 0.023148 | 0.023147 | 6.7851e-07 | 8:52 | 0.02804 | 2.77 | 0.01402 | 1.39 | 0.0070101 | 0.7 | 0.001402 | 0.14 | 0.01402 | 1.39 | 0.0070101 | 0.7 | 0.003505 | 0.35 | 0.00070101 | 0.07 | 0.0070101 | 0.7 | 0.003505 | 0.35 | 0.0017525 | 0.18 | 0.0003505 | 0.04 | 0.001402 | 0.14 | 0.00070101 | 0.07 | 0.0003505 | 0.04 | 7.0101e-05 | 0.01
7.5 | 41 | 0 | 1 | 0 | 40 | 0.024867 | 0.46296 | 1.38 | 0.46295 | 1.357e-05 | 18.6173 | 0 | 0 | 1014.6574 | 480 | 0.012433 | 0.23148 | 0.23147 | 6.7851e-06 | 0.0062166 | 0.11574 | 0.11574 | 3.3925e-06 | 0.0012433 | 0.023148 | 0.023147 | 6.7851e-07 | 8:52 | 0.028112 | 2.77 | 0.014056 | 1.4 | 0.0070279 | 0.7 | 0.0014056 | 0.14 | 0.014056 | 1.4 | 0.0070279 | 0.7 | 0.003514 | 0.35 | 0.00070279 | 0.07 | 0.0070279 | 0.7 | 0.003514 | 0.35 | 0.001757 | 0.18 | 0.0003514 | 0.04 | 0.0014056 | 0.14 | 0.00070279 | 0.07 | 0.0003514 | 0.04 | 7.0279e-05 | 0.01
7.5 | 41 | 0 | 1 | 0 | 40 | 0.024867 | 0.46296 | 1.38 | 0.46295 | 1.357e-05 | 18.6173 | 0 | 0 | 1014.6574 | 480 | 0.012433 | 0.23148 | 0.23147 | 6.7851e-06 | 0.0062166 | 0.11574 | 0.11574 | 3.3925e-06 | 0.0012433 | 0.023148 | 0.023147 | 6.7851e-07 | 8:52 | 0.028183 | 2.78 | 0.014092 | 1.4 | 0.0070458 | 0.7 | 0.0014092 | 0.14 | 0.014092 | 1.4 | 0.0070458 | 0.7 | 0.0035229 | 0.35 | 0.00070458 | 0.07 | 0.0070458 | 0.7 | 0.0035229 | 0.35 | 0.0017615 | 0.18 | 0.00035229 | 0.04 | 0.0014092 | 0.14 | 0.00070458 | 0.07 | 0.00035229 | 0.04 | 7.0458e-05 | 0.01
7.5 | 41 | 0 | 1 | 0 | 40 | 0.024867 | 0.46296 | 1.38 | 0.46295 | 1.357e-05 | 18.6173 | 0 | 0 | 1014.6574 | 480 | 0.012433 | 0.23148 | 0.23147 | 6.7851e-06 | 0.0062166 | 0.11574 | 0.11574 | 3.3925e-06 | 0.0012433 | 0.023148 | 0.023147 | 6.7851e-07 | 8:53 | 0.028255 | 2.79 | 0.014127 | 1.4 | 0.0070637 | 0.7 | 0.0014127 | 0.14 | 0.014127 | 1.4 | 0.0070637 | 0.7 | 0.0035318 | 0.35 | 0.00070637 | 0.07 | 0.0070637 | 0.7 | 0.0035318 | 0.35 | 0.0017659 | 0.18 | 0.00035318 | 0.04 | 0.0014127 | 0.14 | 0.00070637 | 0.07 | 0.00035318 | 0.04 | 7.0637e-05 | 0.01
7.5 | 41 | 0 | 1 | 0 | 40 | 0.024867 | 0.46296 | 1.38 | 0.46295 | 1.357e-05 | 18.6173 | 0 | 0 | 1014.6574 | 480 | 0.012433 | 0.23148 | 0.23147 | 6.7851e-06 | 0.0062166 | 0.11574 | 0.11574 | 3.3925e-06 | 0.0012433 | 0.023148 | 0.023147 | 6.7851e-07 | 8:53 | 0.028326 | 2.79 | 0.014163 | 1.41 | 0.0070816 | 0.71 | 0.0014163 | 0.14 | 0.014163 | 1.41 | 0.0070816 | 0.71 | 0.0035408 | 0.35 | 0.00070816 | 0.07 | 0.0070816 | 0.71 | 0.0035408 | 0.35 | 0.0017704 | 0.18 | 0.00035408 | 0.04 | 0.0014163 | 0.14 | 0.00070816 | 0.07 | 0.00035408 | 0.04 | 7.0816e-05 | 0.01
7.5 | 41 | 0 | 1 | 0 | 40 | 0.024867 | 0.46296 | 1.38 | 0.46295 | 1.357e-05 | 18.6173 | 0 | 0 | 1014.6574 | 480 | 0.012433 | 0.23148 | 0.23147 | 6.7851e-06 | 0.0062166 | 0.11574 | 0.11574 | 3.3925e-06 | 0.0012433 | 0.023148 | 0.023147 | 6.7851e-07 | 8:53 | 0.028398 | 2.8 | 0.014199 | 1.41 | 0.0070994 | 0.71 | 0.0014199 | 0.14 | 0.014199 | 1.41 | 0.0070994 | 0.71 | 0.0035497 | 0.35 | 0.00070994 | 0.07 | 0.0070994 | 0.71 | 0.0035497 | 0.35 | 0.0017749 | 0.18 | 0.00035497 | 0.04 | 0.0014199 | 0.14 | 0.00070994 | 0.07 | 0.00035497 | 0.04 | 7.0994e-05 | 0.01
7.5 | 41 | 0 | 1 | 0 | 40 | 0.024867 | 0.46296 | 1.38 | 0.46295 | 1.357e-05 | 18.6173 | 0 | 0 | 1014.6574 | 480 | 0.012433 | 0.23148 | 0.23147 | 6.7851e-06 | 0.0062166 | 0.11574 | 0.11574 | 3.3925e-06 | 0.0012433 | 0.023148 | 0.023147 | 6.7851e-07 | 8:53 | 0.028469 | 2.81 | 0.014235 | 1.41 | 0.0071173 | 0.71 | 0.0014235 | 0.14 | 0.014235 | 1.41 | 0.0071173 | 0.71 | 0.0035587 | 0.36 | 0.00071173 | 0.07 | 0.0071173 | 0.71 | 0.0035587 | 0.36 | 0.0017793 | 0.18 | 0.00035587 | 0.04 | 0.0014235 | 0.14 | 0.00071173 | 0.07 | 0.00035587 | 0.04 | 7.1173e-05 | 0.01
7.5 | 41 | 0 | 1 | 0 | 40 | 0.024867 | 0.46296 | 1.38 | 0.46295 | 1.357e-05 | 18.6173 | 0 | 0 | 1014.6574 | 480 | 0.012433 | 0.23148 | 0.23147 | 6.7851e-06 | 0.0062166 | 0.11574 | 0.11574 | 3.3925e-06 | 0.0012433 | 0.023148 | 0.023147 | 6.7851e-07 | 8:53 | 0.028541 | 2.81 | 0.01427 | 1.42 | 0.0071352 | 0.71 | 0.001427 | 0.14 | 0.01427 | 1.42 | 0.0071352 | 0.71 | 0.0035676 | 0.36 | 0.00071352 | 0.07 | 0.0071352 | 0.71 | 0.0035676 | 0.36 | 0.0017838 | 0.18 | 0.00035676 | 0.04 | 0.001427 | 0.14 | 0.00071352 | 0.07 | 0.00035676 | 0.04 | 7.1352e-05 | 0.01
7.5 | 41 | 0 | 1 | 0 | 40 | 0.024867 | 0.46296 | 1.38 | 0.46295 | 1.357e-05 | 18.6173 | 0 | 0 | 1014.6574 | 480 | 0.012433 | 0.23148 | 0.23147 | 6.7851e-06 | 0.0062166 | 0.11574 | 0.11574 | 3.3925e-06 | 0.0012433 | 0.023148 | 0.023147 | 6.7851e-07 | 8:53 | 0.028612 | 2.82 | 0.014306 | 1.42 | 0.007153 | 0.71 | 0.0014306 | 0.14 | 0.014306 | 1.42 | 0.007153 | 0.71 | 0.0035765 | 0.36 | 0.0007153 | 0.07 | 0.007153 | 0.71 | 0.0035765 | 0.36 | 0.0017883 | 0.18 | 0.00035765 | 0.04 | 0.0014306 | 0.14 | 0.0007153 | 0.07 | 0.00035765 | 0.04 | 7.153e-05 | 0.01
7.5 | 41 | 0 | 1 | 0 | 40 | 0.024867 | 0.46296 | 1.38 | 0.46295 | 1.357e-05 | 18.6173 | 0 | 0 | 1014.6574 | 480 | 0.012433 | 0.23148 | 0.23147 | 6.7851e-06 | 0.0062166 | 0.11574 | 0.11574 | 3.3925e-06 | 0.0012433 | 0.023148 | 0.023147 | 6.7851e-07 | 8:53 | 0.028684 | 2.83 | 0.014342 | 1.42 | 0.0071709 | 0.71 | 0.0014342 | 0.14 | 0.014342 | 1.42 | 0.0071709 | 0.71 | 0.0035855 | 0.36 | 0.00071709 | 0.07 | 0.0071709 | 0.71 | 0.0035855 | 0.36 | 0.0017927 | 0.18 | 0.00035855 | 0.04 | 0.0014342 | 0.14 | 0.00071709 | 0.07 | 0.00035855 | 0.04 | 7.1709e-05 | 0.01
7.5 | 41 | 0 | 1 | 0 | 40 | 0.024867 | 0.46296 | 1.38 | 0.46295 | 1.357e-05 | 18.6173 | 0 | 0 | 1014.6574 | 480 | 0.012433 | 0.23148 | 0.23147 | 6.7851e-06 | 0.0062166 | 0.11574 | 0.11574 | 3.3925e-06 | 0.0012433 | 0.023148 | 0.023147 | 6.7851e-07 | 8:53 | 0.028755 | 2.83 | 0.014378 | 1.43 | 0.0071888 | 0.72 | 0.0014378 | 0.14 | 0.014378 | 1.43 | 0.0071888 | 0.72 | 0.0035944 | 0.36 | 0.00071888 | 0.07 | 0.0071888 | 0.72 | 0.0035944 | 0.36 | 0.0017972 | 0.18 | 0.00035944 | 0.04 | 0.0014378 | 0.14 | 0.00071888 | 0.07 | 0.00035944 | 0.04 | 7.1888e-05 | 0.01
7.5 | 41 | 0 | 1 | 0 | 40 | 0.024867 | 0.46296 | 1.38 | 0.46295 | 1.357e-05 | 18.6173 | 0 | 0 | 1014.6574 | 480 | 0.012433 | 0.23148 | 0.23147 | 6.7851e-06 | 0.0062166 | 0.11574 | 0.11574 | 3.3925e-06 | 0.0012433 | 0.023148 | 0.023147 | 6.7851e-07 | 8:54 | 0.028827 | 2.84 | 0.014413 | 1.43 | 0.0072067 | 0.72 | 0.0014413 | 0.14 | 0.014413 | 1.43 | 0.0072067 | 0.72 | 0.0036033 | 0.36 | 0.00072067 | 0.07 | 0.0072067 | 0.72 | 0.0036033 | 0.36 | 0.0018017 | 0.18 | 0.00036033 | 0.04 | 0.0014413 | 0.14 | 0.00072067 | 0.07 | 0.00036033 | 0.04 | 7.2067e-05 | 0.01
7.5 | 41 | 0 | 1 | 0 | 40 | 0.024867 | 0.46296 | 1.38 | 0.46295 | 1.357e-05 | 18.6173 | 0 | 0 | 1014.6574 | 480 | 0.012433 | 0.23148 | 0.23147 | 6.7851e-06 | 0.0062166 | 0.11574 | 0.11574 | 3.3925e-06 | 0.0012433 | 0.023148 | 0.023147 | 6.7851e-07 | 8:54 | 0.028898 | 2.85 | 0.014449 | 1.43 | 0.0072245 | 0.72 | 0.0014449 | 0.14 | 0.014449 | 1.43 | 0.0072245 | 0.72 | 0.0036123 | 0.36 | 0.00072245 | 0.07 | 0.0072245 | 0.72 | 0.0036123 | 0.36 | 0.0018061 | 0.18 | 0.00036123 | 0.04 | 0.0014449 | 0.14 | 0.00072245 | 0.07 | 0.00036123 | 0.04 | 7.2245e-05 | 0.01
7.5 | 41 | 0 | 1 | 0 | 40 | 0.024867 | 0.46296 | 1.38 | 0.46295 | 1.357e-05 | 18.6173 | 0 | 0 | 1014.6574 | 480 | 0.012433 | 0.23148 | 0.23147 | 6.7851e-06 | 0.0062166 | 0.11574 | 0.11574 | 3.3925e-06 | 0.0012433 | 0.023148 | 0.023147 | 6.7851e-07 | 8:54 | 0.02897 | 2.86 | 0.014485 | 1.44 | 0.0072424 | 0.72 | 0.0014485 | 0.14 | 0.014485 | 1.44 | 0.0072424 | 0.72 | 0.0036212 | 0.36 | 0.00072424 | 0.07 | 0.0072424 | 0.72 | 0.0036212 | 0.36 | 0.0018106 | 0.18 | 0.00036212 | 0.04 | 0.0014485 | 0.14 | 0.00072424 | 0.07 | 0.00036212 | 0.04 | 7.2424e-05 | 0.01
7.5 | 41 | 0 | 1 | 0 | 40 | 0.024867 | 0.46296 | 1.38 | 0.46295 | 1.357e-05 | 18.6173 | 0 | 0 | 1014.6574 | 480 | 0.012433 | 0.23148 | 0.23147 | 6.7851e-06 | 0.0062166 | 0.11574 | 0.11574 | 3.3925e-06 | 0.0012433 | 0.023148 | 0.023147 | 6.7851e-07 | 8:54 | 0.029041 | 2.86 | 0.014521 | 1.44 | 0.0072603 | 0.72 | 0.0014521 | 0.15 | 0.014521 | 1.44 | 0.0072603 | 0.72 | 0.0036301 | 0.36 | 0.00072603 | 0.07 | 0.0072603 | 0.72 | 0.0036301 | 0.36 | 0.0018151 | 0.18 | 0.00036301 | 0.04 | 0.0014521 | 0.15 | 0.00072603 | 0.07 | 0.00036301 | 0.04 | 7.2603e-05 | 0.01
7.5 | 41 | 0 | 1 | 0 | 40 | 0.024867 | 0.46296 | 1.38 | 0.46295 | 1.357e-05 | 18.6173 | 0 | 0 | 1014.6574 | 480 | 0.012433 | 0.23148 | 0.23147 | 6.7851e-06 | 0.0062166 | 0.11574 | 0.11574 | 3.3925e-06 | 0.0012433 | 0.023148 | 0.023147 | 6.7851e-07 | 8:54 | 0.029113 | 2.87 | 0.014556 | 1.45 | 0.0072782 | 0.73 | 0.0014556 | 0.15 | 0.014556 | 1.45 | 0.0072782 | 0.73 | 0.0036391 | 0.36 | 0.00072782 | 0.07 | 0.0072782 | 0.73 | 0.0036391 | 0.36 | 0.0018195 | 0.18 | 0.00036391 | 0.04 | 0.0014556 | 0.15 | 0.00072782 | 0.07 | 0.00036391 | 0.04 | 7.2782e-05 | 0.01
7.5 | 41 | 0 | 1 | 0 | 40 | 0.024867 | 0.46296 | 1.38 | 0.46295 | 1.357e-05 | 18.6173 | 0 | 0 | 1014.6574 | 480 | 0.012433 | 0.23148 | 0.23147 | 6.7851e-06 | 0.0062166 | 0.11574 | 0.11574 | 3.3925e-06 | 0.0012433 | 0.023148 | 0.023147 | 6.7851e-07 | 8:54 | 0.029184 | 2.88 | 0.014592 | 1.45 | 0.007296 | 0.73 | 0.0014592 | 0.15 | 0.014592 | 1.45 | 0.007296 | 0.73 | 0.003648 | 0.36 | 0.0007296 | 0.07 | 0.007296 | 0.73 | 0.003648 | 0.36 | 0.001824 | 0.18 | 0.0003648 | 0.04 | 0.0014592 | 0.15 | 0.0007296 | 0.07 | 0.0003648 | 0.04 | 7.296e-05 | 0.01
7.5 | 41 | 0 | 1 | 0 | 40 | 0.024867 | 0.46296 | 1.38 | 0.46295 | 1.357e-05 | 18.6173 | 0 | 0 | 1014.6574 | 480 | 0.012433 | 0.23148 | 0.23147 | 6.7851e-06 | 0.0062166 | 0.11574 | 0.11574 | 3.3925e-06 | 0.0012433 | 0.023148 | 0.023147 | 6.7851e-07 | 8:54 | 0.029256 | 2.88 | 0.014628 | 1.45 | 0.0073139 | 0.73 | 0.0014628 | 0.15 | 0.014628 | 1.45 | 0.0073139 | 0.73 | 0.003657 | 0.37 | 0.00073139 | 0.07 | 0.0073139 | 0.73 | 0.003657 | 0.37 | 0.0018285 | 0.18 | 0.0003657 | 0.04 | 0.0014628 | 0.15 | 0.00073139 | 0.07 | 0.0003657 | 0.04 | 7.3139e-05 | 0.01
7.5 | 41 | 0 | 1 | 0 | 40 | 0.024867 | 0.46296 | 1.38 | 0.46295 | 1.357e-05 | 18.6173 | 0 | 0 | 1014.6574 | 480 | 0.012433 | 0.23148 | 0.23147 | 6.7851e-06 | 0.0062166 | 0.11574 | 0.11574 | 3.3925e-06 | 0.0012433 | 0.023148 | 0.023147 | 6.7851e-07 | 8:54 | 0.029327 | 2.89 | 0.014664 | 1.46 | 0.0073318 | 0.73 | 0.0014664 | 0.15 | 0.014664 | 1.46 | 0.0073318 | 0.73 | 0.0036659 | 0.37 | 0.00073318 | 0.07 | 0.0073318 | 0.73 | 0.0036659 | 0.37 | 0.0018329 | 0.18 | 0.00036659 | 0.04 | 0.0014664 | 0.15 | 0.00073318 | 0.07 | 0.00036659 | 0.04 | 7.3318e-05 | 0.01
7.5 | 41 | 0 | 1 | 0 | 40 | 0.024867 | 0.46296 | 1.38 | 0.46295 | 1.357e-05 | 18.6173 | 0 | 0 | 1014.6574 | 480 | 0.012433 | 0.23148 | 0.23147 | 6.7851e-06 | 0.0062166 | 0.11574 | 0.11574 | 3.3925e-06 | 0.0012433 | 0.023148 | 0.023147 | 6.7851e-07 | 8:55 | 0.029399 | 2.9 | 0.014699 | 1.46 | 0.0073496 | 0.73 | 0.0014699 | 0.15 | 0.014699 | 1.46 | 0.0073496 | 0.73 | 0.0036748 | 0.37 | 0.00073496 | 0.07 | 0.0073496 | 0.73 | 0.0036748 | 0.37 | 0.0018374 | 0.18 | 0.00036748 | 0.04 | 0.0014699 | 0.15 | 0.00073496 | 0.07 | 0.00036748 | 0.04 | 7.3496e-05 | 0.01
7.5 | 41 | 0 | 1 | 0 | 40 | 0.024867 | 0.46296 | 1.38 | 0.46295 | 1.357e-05 | 18.6173 | 0 | 0 | 1014.6574 | 480 | 0.012433 | 0.23148 | 0.23147 | 6.7851e-06 | 0.0062166 | 0.11574 | 0.11574 | 3.3925e-06 | 0.0012433 | 0.023148 | 0.023147 | 6.7851e-07 | 8:55 | 0.02947 | 2.9 | 0.014735 | 1.46 | 0.0073675 | 0.73 | 0.0014735 | 0.15 | 0.014735 | 1.46 | 0.0073675 | 0.73 | 0.0036838 | 0.37 | 0.00073675 | 0.07 | 0.0073675 | 0.73 | 0.0036838 | 0.37 | 0.0018419 | 0.18 | 0.00036838 | 0.04 | 0.0014735 | 0.15 | 0.00073675 | 0.07 | 0.00036838 | 0.04 | 7.3675e-05 | 0.01
7.5 | 41 | 0 | 1 | 0 | 40 | 0.024867 | 0.46296 | 1.38 | 0.46295 | 1.357e-05 | 18.6173 | 0 | 0 | 1014.6574 | 480 | 0.012433 | 0.23148 | 0.23147 | 6.7851e-06 | 0.0062166 | 0.11574 | 0.11574 | 3.3925e-06 | 0.0012433 | 0.023148 | 0.023147 | 6.7851e-07 | 8:55 | 0.029542 | 2.91 | 0.014771 | 1.47 | 0.0073854 | 0.74 | 0.0014771 | 0.15 | 0.014771 | 1.47 | 0.0073854 | 0.74 | 0.0036927 | 0.37 | 0.00073854 | 0.07 | 0.0073854 | 0.74 | 0.0036927 | 0.37 | 0.0018463 | 0.18 | 0.00036927 | 0.04 | 0.0014771 | 0.15 | 0.00073854 | 0.07 | 0.00036927 | 0.04 | 7.3854e-05 | 0.01
7.5 | 41 | 0 | 1 | 0 | 40 | 0.024867 | 0.46296 | 1.38 | 0.46295 | 1.357e-05 | 18.6173 | 0 | 0 | 1014.6574 | 480 | 0.012433 | 0.23148 | 0.23147 | 6.7851e-06 | 0.0062166 | 0.11574 | 0.11574 | 3.3925e-06 | 0.0012433 | 0.023148 | 0.023147 | 6.7851e-07 | 8:55 | 0.029613 | 2.92 | 0.014807 | 1.47 | 0.0074033 | 0.74 | 0.0014807 | 0.15 | 0.014807 | 1.47 | 0.0074033 | 0.74 | 0.0037016 | 0.37 | 0.00074033 | 0.07 | 0.0074033 | 0.74 | 0.0037016 | 0.37 | 0.0018508 | 0.18 | 0.00037016 | 0.04 | 0.0014807 | 0.15 | 0.00074033 | 0.07 | 0.00037016 | 0.04 | 7.4033e-05 | 0.01
7.5 | 41 | 0 | 1 | 0 | 40 | 0.024867 | 0.46296 | 1.38 | 0.46295 | 1.357e-05 | 18.6173 | 0 | 0 | 1014.6574 | 480 | 0.012433 | 0.23148 | 0.23147 | 6.7851e-06 | 0.0062166 | 0.11574 | 0.11574 | 3.3925e-06 | 0.0012433 | 0.023148 | 0.023147 | 6.7851e-07 | 8:55 | 0.029685 | 2.92 | 0.014842 | 1.47 | 0.0074211 | 0.74 | 0.0014842 | 0.15 | 0.014842 | 1.47 | 0.0074211 | 0.74 | 0.0037106 | 0.37 | 0.00074211 | 0.07 | 0.0074211 | 0.74 | 0.0037106 | 0.37 | 0.0018553 | 0.19 | 0.00037106 | 0.04 | 0.0014842 | 0.15 | 0.00074211 | 0.07 | 0.00037106 | 0.04 | 7.4211e-05 | 0.01
7.5 | 41 | 0 | 1 | 0 | 40 | 0.024867 | 0.46296 | 1.38 | 0.46295 | 1.357e-05 | 18.6173 | 0 | 0 | 1014.6574 | 480 | 0.012433 | 0.23148 | 0.23147 | 6.7851e-06 | 0.0062166 | 0.11574 | 0.11574 | 3.3925e-06 | 0.0012433 | 0.023148 | 0.023147 | 6.7851e-07 | 8:55 | 0.029756 | 2.93 | 0.014878 | 1.48 | 0.007439 | 0.74 | 0.0014878 | 0.15 | 0.014878 | 1.48 | 0.007439 | 0.74 | 0.0037195 | 0.37 | 0.0007439 | 0.07 | 0.007439 | 0.74 | 0.0037195 | 0.37 | 0.0018598 | 0.19 | 0.00037195 | 0.04 | 0.0014878 | 0.15 | 0.0007439 | 0.07 | 0.00037195 | 0.04 | 7.439e-05 | 0.01
7.5 | 41 | 0 | 1 | 0 | 40 | 0.024867 | 0.46296 | 1.38 | 0.46295 | 1.357e-05 | 18.6173 | 0 | 0 | 1014.6574 | 480 | 0.012433 | 0.23148 | 0.23147 | 6.7851e-06 | 0.0062166 | 0.11574 | 0.11574 | 3.3925e-06 | 0.0012433 | 0.023148 | 0.023147 | 6.7851e-07 | 8:55 | 0.029828 | 2.94 | 0.014914 | 1.48 | 0.0074569 | 0.74 | 0.0014914 | 0.15 | 0.014914 | 1.48 | 0.0074569 | 0.74 | 0.0037284 | 0.37 | 0.00074569 | 0.07 | 0.0074569 | 0.74 | 0.0037284 | 0.37 | 0.0018642 | 0.19 | 0.00037284 | 0.04 | 0.0014914 | 0.15 | 0.00074569 | 0.07 | 0.00037284 | 0.04 | 7.4569e-05 | 0.01
7.5 | 41 | 0 | 1 | 0 | 40 | 0.024867 | 0.46296 | 1.38 | 0.46295 | 1.357e-05 | 18.6173 | 0 | 0 | 1014.6574 | 480 | 0.012433 | 0.23148 | 0.23147 | 6.7851e-06 | 0.0062166 | 0.11574 | 0.11574 | 3.3925e-06 | 0.0012433 | 0.023148 | 0.023147 | 6.7851e-07 | 8:55 | 0.029899 | 2.95 | 0.01495 | 1.48 | 0.0074748 | 0.74 | 0.001495 | 0.15 | 0.01495 | 1.48 | 0.0074748 | 0.74 | 0.0037374 | 0.37 | 0.00074748 | 0.07 | 0.0074748 | 0.74 | 0.0037374 | 0.37 | 0.0018687 | 0.19 | 0.00037374 | 0.04 | 0.001495 | 0.15 | 0.00074748 | 0.07 | 0.00037374 | 0.04 | 7.4748e-05 | 0.01
7.5 | 41 | 0 | 1 | 0 | 40 | 0.024867 | 0.46296 | 1.38 | 0.46295 | 1.357e-05 | 18.6173 | 0 | 0 | 1014.6574 | 480 | 0.012433 | 0.23148 | 0.23147 | 6.7851e-06 | 0.0062166 | 0.11574 | 0.11574 | 3.3925e-06 | 0.0012433 | 0.023148 | 0.023147 | 6.7851e-07 | 8:56 | 0.029971 | 2.95 | 0.014985 | 1.49 | 0.0074926 | 0.75 | 0.0014985 | 0.15 | 0.014985 | 1.49 | 0.0074926 | 0.75 | 0.0037463 | 0.37 | 0.00074926 | 0.07 | 0.0074926 | 0.75 | 0.0037463 | 0.37 | 0.0018732 | 0.19 | 0.00037463 | 0.04 | 0.0014985 | 0.15 | 0.00074926 | 0.07 | 0.00037463 | 0.04 | 7.4926e-05 | 0.01
7.5 | 41 | 0 | 1 | 0 | 40 | 0.024867 | 0.46296 | 1.38 | 0.46295 | 1.357e-05 | 18.6173 | 0 | 0 | 1014.6574 | 480 | 0.012433 | 0.23148 | 0.23147 | 6.7851e-06 | 0.0062166 | 0.11574 | 0.11574 | 3.3925e-06 | 0.0012433 | 0.023148 | 0.023147 | 6.7851e-07 | 8:56 | 0.030042 | 2.96 | 0.015021 | 1.49 | 0.0075105 | 0.75 | 0.0015021 | 0.15 | 0.015021 | 1.49 | 0.0075105 | 0.75 | 0.0037553 | 0.37 | 0.00075105 | 0.08 | 0.0075105 | 0.75 | 0.0037553 | 0.37 | 0.0018776 | 0.19 | 0.00037553 | 0.04 | 0.0015021 | 0.15 | 0.00075105 | 0.08 | 0.00037553 | 0.04 | 7.5105e-05 | 0.01
7.5 | 41 | 0 | 1 | 0 | 40 | 0.024867 | 0.46296 | 1.38 | 0.46295 | 1.357e-05 | 18.6173 | 0 | 0 | 1014.6574 | 480 | 0.012433 | 0.23148 | 0.23147 | 6.7851e-06 | 0.0062166 | 0.11574 | 0.11574 | 3.3925e-06 | 0.0012433 | 0.023148 | 0.023147 | 6.7851e-07 | 8:56 | 0.030114 | 2.97 | 0.015057 | 1.49 | 0.0075284 | 0.75 | 0.0015057 | 0.15 | 0.015057 | 1.49 | 0.0075284 | 0.75 | 0.0037642 | 0.38 | 0.00075284 | 0.08 | 0.0075284 | 0.75 | 0.0037642 | 0.38 | 0.0018821 | 0.19 | 0.00037642 | 0.04 | 0.0015057 | 0.15 | 0.00075284 | 0.08 | 0.00037642 | 0.04 | 7.5284e-05 | 0.01
7.5 | 41 | 0 | 1 | 0 | 40 | 0.024867 | 0.46296 | 1.38 | 0.46295 | 1.357e-05 | 18.6173 | 0 | 0 | 1014.6574 | 480 | 0.012433 | 0.23148 | 0.23147 | 6.7851e-06 | 0.0062166 | 0.11574 | 0.11574 | 3.3925e-06 | 0.0012433 | 0.023148 | 0.023147 | 6.7851e-07 | 8:56 | 0.030185 | 2.97 | 0.015093 | 1.5 | 0.0075463 | 0.75 | 0.0015093 | 0.15 | 0.015093 | 1.5 | 0.0075463 | 0.75 | 0.0037731 | 0.38 | 0.00075463 | 0.08 | 0.0075463 | 0.75 | 0.0037731 | 0.38 | 0.0018866 | 0.19 | 0.00037731 | 0.04 | 0.0015093 | 0.15 | 0.00075463 | 0.08 | 0.00037731 | 0.04 | 7.5463e-05 | 0.01
7.5 | 41 | 0 | 1 | 0 | 40 | 0.024867 | 0.46296 | 1.38 | 0.46295 | 1.357e-05 | 18.6173 | 0 | 0 | 1014.6574 | 480 | 0.012433 | 0.23148 | 0.23147 | 6.7851e-06 | 0.0062166 | 0.11574 | 0.11574 | 3.3925e-06 | 0.0012433 | 0.023148 | 0.023147 | 6.7851e-07 | 8:56 | 0.030256 | 2.98 | 0.015128 | 1.5 | 0.0075641 | 0.75 | 0.0015128 | 0.15 | 0.015128 | 1.5 | 0.0075641 | 0.75 | 0.0037821 | 0.38 | 0.00075641 | 0.08 | 0.0075641 | 0.75 | 0.0037821 | 0.38 | 0.001891 | 0.19 | 0.00037821 | 0.04 | 0.0015128 | 0.15 | 0.00075641 | 0.08 | 0.00037821 | 0.04 | 7.5641e-05 | 0.01
7.5 | 41 | 0 | 1 | 0 | 40 | 0.024867 | 0.46296 | 1.38 | 0.46295 | 1.357e-05 | 18.6173 | 0 | 0 | 1014.6574 | 480 | 0.012433 | 0.23148 | 0.23147 | 6.7851e-06 | 0.0062166 | 0.11574 | 0.11574 | 3.3925e-06 | 0.0012433 | 0.023148 | 0.023147 | 6.7851e-07 | 8:56 | 0.030328 | 2.99 | 0.015164 | 1.5 | 0.007582 | 0.76 | 0.0015164 | 0.15 | 0.015164 | 1.5 | 0.007582 | 0.76 | 0.003791 | 0.38 | 0.0007582 | 0.08 | 0.007582 | 0.76 | 0.003791 | 0.38 | 0.0018955 | 0.19 | 0.0003791 | 0.04 | 0.0015164 | 0.15 | 0.0007582 | 0.08 | 0.0003791 | 0.04 | 7.582e-05 | 0.01
7.5 | 41 | 0 | 1 | 0 | 40 | 0.024867 | 0.46296 | 1.38 | 0.46295 | 1.357e-05 | 18.6173 | 0 | 0 | 1014.6574 | 480 | 0.012433 | 0.23148 | 0.23147 | 6.7851e-06 | 0.0062166 | 0.11574 | 0.11574 | 3.3925e-06 | 0.0012433 | 0.023148 | 0.023147 | 6.7851e-07 | 8:56 | 0.030399 | 2.99 | 0.0152 | 1.51 | 0.0075999 | 0.76 | 0.00152 | 0.15 | 0.0152 | 1.51 | 0.0075999 | 0.76 | 0.0037999 | 0.38 | 0.00075999 | 0.08 | 0.0075999 | 0.76 | 0.0037999 | 0.38 | 0.0019 | 0.19 | 0.00037999 | 0.04 | 0.00152 | 0.15 | 0.00075999 | 0.08 | 0.00037999 | 0.04 | 7.5999e-05 | 0.01
7.5 | 41 | 0 | 1 | 0 | 40 | 0.024867 | 0.46296 | 1.38 | 0.46295 | 1.357e-05 | 18.6173 | 0 | 0 | 1014.6574 | 480 | 0.012433 | 0.23148 | 0.23147 | 6.7851e-06 | 0.0062166 | 0.11574 | 0.11574 | 3.3925e-06 | 0.0012433 | 0.023148 | 0.023147 | 6.7851e-07 | 8:56 | 0.030471 | 3 | 0.015235 | 1.51 | 0.0076177 | 0.76 | 0.0015235 | 0.15 | 0.015235 | 1.51 | 0.0076177 | 0.76 | 0.0038089 | 0.38 | 0.00076177 | 0.08 | 0.0076177 | 0.76 | 0.0038089 | 0.38 | 0.0019044 | 0.19 | 0.00038089 | 0.04 | 0.0015235 | 0.15 | 0.00076177 | 0.08 | 0.00038089 | 0.04 | 7.6177e-05 | 0.01
7.5 | 41 | 0 | 1 | 0 | 40 | 0.024867 | 0.46296 | 1.38 | 0.46295 | 1.357e-05 | 18.6173 | 0 | 0 | 1014.6574 | 480 | 0.012433 | 0.23148 | 0.23147 | 6.7851e-06 | 0.0062166 | 0.11574 | 0.11574 | 3.3925e-06 | 0.0012433 | 0.023148 | 0.023147 | 6.7851e-07 | 8:57 | 0.030542 | 3.01 | 0.015271 | 1.52 | 0.0076356 | 0.76 | 0.0015271 | 0.15 | 0.015271 | 1.52 | 0.0076356 | 0.76 | 0.0038178 | 0.38 | 0.00076356 | 0.08 | 0.0076356 | 0.76 | 0.0038178 | 0.38 | 0.0019089 | 0.19 | 0.00038178 | 0.04 | 0.0015271 | 0.15 | 0.00076356 | 0.08 | 0.00038178 | 0.04 | 7.6356e-05 | 0.01
7.5 | 41 | 0 | 1 | 0 | 40 | 0.024867 | 0.46296 | 1.38 | 0.46295 | 1.357e-05 | 18.6173 | 0 | 0 | 1014.6574 | 480 | 0.012433 | 0.23148 | 0.23147 | 6.7851e-06 | 0.0062166 | 0.11574 | 0.11574 | 3.3925e-06 | 0.0012433 | 0.023148 | 0.023147 | 6.7851e-07 | 8:57 | 0.030614 | 3.02 | 0.015307 | 1.52 | 0.0076535 | 0.76 | 0.0015307 | 0.15 | 0.015307 | 1.52 | 0.0076535 | 0.76 | 0.0038267 | 0.38 | 0.00076535 | 0.08 | 0.0076535 | 0.76 | 0.0038267 | 0.38 | 0.0019134 | 0.19 | 0.00038267 | 0.04 | 0.0015307 | 0.15 | 0.00076535 | 0.08 | 0.00038267 | 0.04 | 7.6535e-05 | 0.01
7.5 | 41 | 0 | 1 | 0 | 40 | 0.024867 | 0.46296 | 1.38 | 0.46295 | 1.357e-05 | 18.6173 | 0 | 0 | 1014.6574 | 480 | 0.012433 | 0.23148 | 0.23147 | 6.7851e-06 | 0.0062166 | 0.11574 | 0.11574 | 3.3925e-06 | 0.0012433 | 0.023148 | 0.023147 | 6.7851e-07 | 8:57 | 0.030685 | 3.02 | 0.015343 | 1.52 | 0.0076714 | 0.76 | 0.0015343 | 0.15 | 0.015343 | 1.52 | 0.0076714 | 0.76 | 0.0038357 | 0.38 | 0.00076714 | 0.08 | 0.0076714 | 0.76 | 0.0038357 | 0.38 | 0.0019178 | 0.19 | 0.00038357 | 0.04 | 0.0015343 | 0.15 | 0.00076714 | 0.08 | 0.00038357 | 0.04 | 7.6714e-05 | 0.01
7.5 | 41 | 0 | 1 | 0 | 40 | 0.024867 | 0.46296 | 1.38 | 0.46295 | 1.357e-05 | 18.6173 | 0 | 0 | 1014.6574 | 480 | 0.012433 | 0.23148 | 0.23147 | 6.7851e-06 | 0.0062166 | 0.11574 | 0.11574 | 3.3925e-06 | 0.0012433 | 0.023148 | 0.023147 | 6.7851e-07 | 8:57 | 0.030757 | 3.03 | 0.015378 | 1.53 | 0.0076892 | 0.77 | 0.0015378 | 0.15 | 0.015378 | 1.53 | 0.0076892 | 0.77 | 0.0038446 | 0.38 | 0.00076892 | 0.08 | 0.0076892 | 0.77 | 0.0038446 | 0.38 | 0.0019223 | 0.19 | 0.00038446 | 0.04 | 0.0015378 | 0.15 | 0.00076892 | 0.08 | 0.00038446 | 0.04 | 7.6892e-05 | 0.01
7.5 | 41 | 0 | 1 | 0 | 40 | 0.024867 | 0.46296 | 1.38 | 0.46295 | 1.357e-05 | 18.6173 | 0 | 0 | 1014.6574 | 480 | 0.012433 | 0.23148 | 0.23147 | 6.7851e-06 | 0.0062166 | 0.11574 | 0.11574 | 3.3925e-06 | 0.0012433 | 0.023148 | 0.023147 | 6.7851e-07 | 8:57 | 0.030828 | 3.04 | 0.015414 | 1.53 | 0.0077071 | 0.77 | 0.0015414 | 0.15 | 0.015414 | 1.53 | 0.0077071 | 0.77 | 0.0038536 | 0.38 | 0.00077071 | 0.08 | 0.0077071 | 0.77 | 0.0038536 | 0.38 | 0.0019268 | 0.19 | 0.00038536 | 0.04 | 0.0015414 | 0.15 | 0.00077071 | 0.08 | 0.00038536 | 0.04 | 7.7071e-05 | 0.01
7.5 | 41 | 0 | 1 | 0 | 40 | 0.024867 | 0.46296 | 1.38 | 0.46295 | 1.357e-05 | 18.6173 | 0 | 0 | 1014.6574 | 480 | 0.012433 | 0.23148 | 0.23147 | 6.7851e-06 | 0.0062166 | 0.11574 | 0.11574 | 3.3925e-06 | 0.0012433 | 0.023148 | 0.023147 | 6.7851e-07 | 8:57 | 0.0309 | 3.04 | 0.01545 | 1.53 | 0.007725 | 0.77 | 0.001545 | 0.15 | 0.01545 | 1.53 | 0.007725 | 0.77 | 0.0038625 | 0.39 | 0.0007725 | 0.08 | 0.007725 | 0.77 | 0.0038625 | 0.39 | 0.0019312 | 0.19 | 0.00038625 | 0.04 | 0.001545 | 0.15 | 0.0007725 | 0.08 | 0.00038625 | 0.04 | 7.725e-05 | 0.01
7.5 | 41 | 0 | 1 | 0 | 40 | 0.024867 | 0.46296 | 1.38 | 0.46295 | 1.357e-05 | 18.6173 | 0 | 0 | 1014.6574 | 480 | 0.012433 | 0.23148 | 0.23147 | 6.7851e-06 | 0.0062166 | 0.11574 | 0.11574 | 3.3925e-06 | 0.0012433 | 0.023148 | 0.023147 | 6.7851e-07 | 8:57 | 0.030971 | 3.05 | 0.015486 | 1.54 | 0.0077429 | 0.77 | 0.0015486 | 0.15 | 0.015486 | 1.54 | 0.0077429 | 0.77 | 0.0038714 | 0.39 | 0.00077429 | 0.08 | 0.0077429 | 0.77 | 0.0038714 | 0.39 | 0.0019357 | 0.19 | 0.00038714 | 0.04 | 0.0015486 | 0.15 | 0.00077429 | 0.08 | 0.00038714 | 0.04 | 7.7429e-05 | 0.01
7.5 | 41 | 0 | 1 | 0 | 40 | 0.024867 | 0.46296 | 1.38 | 0.46295 | 1.357e-05 | 18.6173 | 0 | 0 | 1014.6574 | 480 | 0.012433 | 0.23148 | 0.23147 | 6.7851e-06 | 0.0062166 | 0.11574 | 0.11574 | 3.3925e-06 | 0.0012433 | 0.023148 | 0.023147 | 6.7851e-07 | 8:57 | 0.031043 | 3.06 | 0.015521 | 1.54 | 0.0077607 | 0.77 | 0.0015521 | 0.16 | 0.015521 | 1.54 | 0.0077607 | 0.77 | 0.0038804 | 0.39 | 0.00077607 | 0.08 | 0.0077607 | 0.77 | 0.0038804 | 0.39 | 0.0019402 | 0.19 | 0.00038804 | 0.04 | 0.0015521 | 0.16 | 0.00077607 | 0.08 | 0.00038804 | 0.04 | 7.7607e-05 | 0.01
7.5 | 41 | 0 | 1 | 0 | 40 | 0.024867 | 0.46296 | 1.38 | 0.46295 | 1.357e-05 | 18.6173 | 0 | 0 | 1014.6574 | 480 | 0.012433 | 0.23148 | 0.23147 | 6.7851e-06 | 0.0062166 | 0.11574 | 0.11574 | 3.3925e-06 | 0.0012433 | 0.023148 | 0.023147 | 6.7851e-07 | 8:58 | 0.031114 | 3.06 | 0.015557 | 1.54 | 0.0077786 | 0.77 | 0.0015557 | 0.16 | 0.015557 | 1.54 | 0.0077786 | 0.77 | 0.0038893 | 0.39 | 0.00077786 | 0.08 | 0.0077786 | 0.77 | 0.0038893 | 0.39 | 0.0019446 | 0.19 | 0.00038893 | 0.04 | 0.0015557 | 0.16 | 0.00077786 | 0.08 | 0.00038893 | 0.04 | 7.7786e-05 | 0.01
7.5 | 41 | 0 | 1 | 0 | 40 | 0.024867 | 0.46296 | 1.38 | 0.46295 | 1.357e-05 | 18.6173 | 0 | 0 | 1014.6574 | 480 | 0.012433 | 0.23148 | 0.23147 | 6.7851e-06 | 0.0062166 | 0.11574 | 0.11574 | 3.3925e-06 | 0.0012433 | 0.023148 | 0.023147 | 6.7851e-07 | 8:58 | 0.031186 | 3.07 | 0.015593 | 1.55 | 0.0077965 | 0.78 | 0.0015593 | 0.16 | 0.015593 | 1.55 | 0.0077965 | 0.78 | 0.0038982 | 0.39 | 0.00077965 | 0.08 | 0.0077965 | 0.78 | 0.0038982 | 0.39 | 0.0019491 | 0.19 | 0.00038982 | 0.04 | 0.0015593 | 0.16 | 0.00077965 | 0.08 | 0.00038982 | 0.04 | 7.7965e-05 | 0.01
7.5 | 41 | 0 | 1 | 0 | 40 | 0.024867 | 0.46296 | 1.38 | 0.46295 | 1.357e-05 | 18.6173 | 0 | 0 | 1014.6574 | 480 | 0.012433 | 0.23148 | 0.23147 | 6.7851e-06 | 0.0062166 | 0.11574 | 0.11574 | 3.3925e-06 | 0.0012433 | 0.023148 | 0.023147 | 6.7851e-07 | 8:58 | 0.031257 | 3.08 | 0.015629 | 1.55 | 0.0078143 | 0.78 | 0.0015629 | 0.16 | 0.015629 | 1.55 | 0.0078143 | 0.78 | 0.0039072 | 0.39 | 0.00078143 | 0.08 | 0.0078143 | 0.78 | 0.0039072 | 0.39 | 0.0019536 | 0.2 | 0.00039072 | 0.04 | 0.0015629 | 0.16 | 0.00078143 | 0.08 | 0.00039072 | 0.04 | 7.8143e-05 | 0.01
7.5 | 41 | 0 | 1 | 0 | 40 | 0.024867 | 0.46296 | 1.38 | 0.46295 | 1.357e-05 | 18.6173 | 0 | 0 | 1014.6574 | 480 | 0.012433 | 0.23148 | 0.23147 | 6.7851e-06 | 0.0062166 | 0.11574 | 0.11574 | 3.3925e-06 | 0.0012433 | 0.023148 | 0.023147 | 6.7851e-07 | 8:58 | 0.031329 | 3.08 | 0.015664 | 1.55 | 0.0078322 | 0.78 | 0.0015664 | 0.16 | 0.015664 | 1.55 | 0.0078322 | 0.78 | 0.0039161 | 0.39 | 0.00078322 | 0.08 | 0.0078322 | 0.78 | 0.0039161 | 0.39 | 0.0019581 | 0.2 | 0.00039161 | 0.04 | 0.0015664 | 0.16 | 0.00078322 | 0.08 | 0.00039161 | 0.04 | 7.8322e-05 | 0.01
7.5 | 41 | 0 | 1 | 0 | 40 | 0.024867 | 0.46296 | 1.38 | 0.46295 | 1.357e-05 | 18.6173 | 0 | 0 | 1014.6574 | 480 | 0.012433 | 0.23148 | 0.23147 | 6.7851e-06 | 0.0062166 | 0.11574 | 0.11574 | 3.3925e-06 | 0.0012433 | 0.023148 | 0.023147 | 6.7851e-07 | 8:58 | 0.0314 | 3.09 | 0.0157 | 1.56 | 0.0078501 | 0.78 | 0.00157 | 0.16 | 0.0157 | 1.56 | 0.0078501 | 0.78 | 0.003925 | 0.39 | 0.00078501 | 0.08 | 0.0078501 | 0.78 | 0.003925 | 0.39 | 0.0019625 | 0.2 | 0.0003925 | 0.04 | 0.00157 | 0.16 | 0.00078501 | 0.08 | 0.0003925 | 0.04 | 7.8501e-05 | 0.01
7.5 | 41 | 0 | 1 | 0 | 40 | 0.024867 | 0.46296 | 1.38 | 0.46295 | 1.357e-05 | 18.6173 | 0 | 0 | 1014.6574 | 480 | 0.012433 | 0.23148 | 0.23147 | 6.7851e-06 | 0.0062166 | 0.11574 | 0.11574 | 3.3925e-06 | 0.0012433 | 0.023148 | 0.023147 | 6.7851e-07 | 8:58 | 0.031472 | 3.1 | 0.015736 | 1.56 | 0.007868 | 0.78 | 0.0015736 | 0.16 | 0.015736 | 1.56 | 0.007868 | 0.78 | 0.003934 | 0.39 | 0.0007868 | 0.08 | 0.007868 | 0.78 | 0.003934 | 0.39 | 0.001967 | 0.2 | 0.0003934 | 0.04 | 0.0015736 | 0.16 | 0.0007868 | 0.08 | 0.0003934 | 0.04 | 7.868e-05 | 0.01
7.5 | 41 | 0 | 1 | 0 | 40 | 0.024867 | 0.46296 | 1.38 | 0.46295 | 1.357e-05 | 18.6173 | 0 | 0 | 1014.6574 | 480 | 0.012433 | 0.23148 | 0.23147 | 6.7851e-06 | 0.0062166 | 0.11574 | 0.11574 | 3.3925e-06 | 0.0012433 | 0.023148 | 0.023147 | 6.7851e-07 | 8:58 | 0.031543 | 3.11 | 0.015772 | 1.56 | 0.0078858 | 0.79 | 0.0015772 | 0.16 | 0.015772 | 1.56 | 0.0078858 | 0.79 | 0.0039429 | 0.39 | 0.00078858 | 0.08 | 0.0078858 | 0.79 | 0.0039429 | 0.39 | 0.0019715 | 0.2 | 0.00039429 | 0.04 | 0.0015772 | 0.16 | 0.00078858 | 0.08 | 0.00039429 | 0.04 | 7.8858e-05 | 0.01
7.5 | 41 | 0 | 1 | 0 | 40 | 0.024867 | 0.46296 | 1.38 | 0.46295 | 1.357e-05 | 18.6173 | 0 | 0 | 1014.6574 | 480 | 0.012433 | 0.23148 | 0.23147 | 6.7851e-06 | 0.0062166 | 0.11574 | 0.11574 | 3.3925e-06 | 0.0012433 | 0.023148 | 0.023147 | 6.7851e-07 | 8:58 | 0.031615 | 3.11 | 0.015807 | 1.57 | 0.0079037 | 0.79 | 0.0015807 | 0.16 | 0.015807 | 1.57 | 0.0079037 | 0.79 | 0.0039519 | 0.39 | 0.00079037 | 0.08 | 0.0079037 | 0.79 | 0.0039519 | 0.39 | 0.0019759 | 0.2 | 0.00039519 | 0.04 | 0.0015807 | 0.16 | 0.00079037 | 0.08 | 0.00039519 | 0.04 | 7.9037e-05 | 0.01
7.5 | 41 | 0 | 1 | 0 | 40 | 0.024867 | 0.46296 | 1.38 | 0.46295 | 1.357e-05 | 18.6173 | 0 | 0 | 1014.6574 | 480 | 0.012433 | 0.23148 | 0.23147 | 6.7851e-06 | 0.0062166 | 0.11574 | 0.11574 | 3.3925e-06 | 0.0012433 | 0.023148 | 0.023147 | 6.7851e-07 | 8:59 | 0.031686 | 3.12 | 0.015843 | 1.57 | 0.0079216 | 0.79 | 0.0015843 | 0.16 | 0.015843 | 1.57 | 0.0079216 | 0.79 | 0.0039608 | 0.4 | 0.00079216 | 0.08 | 0.0079216 | 0.79 | 0.0039608 | 0.4 | 0.0019804 | 0.2 | 0.00039608 | 0.04 | 0.0015843 | 0.16 | 0.00079216 | 0.08 | 0.00039608 | 0.04 | 7.9216e-05 | 0.01
7.5 | 41 | 0 | 1 | 0 | 40 | 0.024867 | 0.46296 | 1.38 | 0.46295 | 1.357e-05 | 18.6173 | 0 | 0 | 1014.6574 | 480 | 0.012433 | 0.23148 | 0.23147 | 6.7851e-06 | 0.0062166 | 0.11574 | 0.11574 | 3.3925e-06 | 0.0012433 | 0.023148 | 0.023147 | 6.7851e-07 | 8:59 | 0.031758 | 3.13 | 0.015879 | 1.58 | 0.0079395 | 0.79 | 0.0015879 | 0.16 | 0.015879 | 1.58 | 0.0079395 | 0.79 | 0.0039697 | 0.4 | 0.00079395 | 0.08 | 0.0079395 | 0.79 | 0.0039697 | 0.4 | 0.0019849 | 0.2 | 0.00039697 | 0.04 | 0.0015879 | 0.16 | 0.00079395 | 0.08 | 0.00039697 | 0.04 | 7.9395e-05 | 0.01
7.5 | 41 | 0 | 1 | 0 | 40 | 0.024867 | 0.46296 | 1.38 | 0.46295 | 1.357e-05 | 18.6173 | 0 | 0 | 1014.6574 | 480 | 0.012433 | 0.23148 | 0.23147 | 6.7851e-06 | 0.0062166 | 0.11574 | 0.11574 | 3.3925e-06 | 0.0012433 | 0.023148 | 0.023147 | 6.7851e-07 | 8:59 | 0.031829 | 3.13 | 0.015915 | 1.58 | 0.0079573 | 0.79 | 0.0015915 | 0.16 | 0.015915 | 1.58 | 0.0079573 | 0.79 | 0.0039787 | 0.4 | 0.00079573 | 0.08 | 0.0079573 | 0.79 | 0.0039787 | 0.4 | 0.0019893 | 0.2 | 0.00039787 | 0.04 | 0.0015915 | 0.16 | 0.00079573 | 0.08 | 0.00039787 | 0.04 | 7.9573e-05 | 0.01
7.5 | 41 | 0 | 1 | 0 | 40 | 0.024867 | 0.46296 | 1.38 | 0.46295 | 1.357e-05 | 18.6173 | 0 | 0 | 1014.6574 | 480 | 0.012433 | 0.23148 | 0.23147 | 6.7851e-06 | 0.0062166 | 0.11574 | 0.11574 | 3.3925e-06 | 0.0012433 | 0.023148 | 0.023147 | 6.7851e-07 | 8:59 | 0.031901 | 3.14 | 0.01595 | 1.58 | 0.0079752 | 0.79 | 0.001595 | 0.16 | 0.01595 | 1.58 | 0.0079752 | 0.79 | 0.0039876 | 0.4 | 0.00079752 | 0.08 | 0.0079752 | 0.79 | 0.0039876 | 0.4 | 0.0019938 | 0.2 | 0.00039876 | 0.04 | 0.001595 | 0.16 | 0.00079752 | 0.08 | 0.00039876 | 0.04 | 7.9752e-05 | 0.01
7.5 | 41 | 0 | 1 | 0 | 40 | 0.024867 | 0.46296 | 1.38 | 0.46295 | 1.357e-05 | 18.6173 | 0 | 0 | 1014.6574 | 480 | 0.012433 | 0.23148 | 0.23147 | 6.7851e-06 | 0.0062166 | 0.11574 | 0.11574 | 3.3925e-06 | 0.0012433 | 0.023148 | 0.023147 | 6.7851e-07 | 8:59 | 0.031972 | 3.15 | 0.015986 | 1.59 | 0.0079931 | 0.8 | 0.0015986 | 0.16 | 0.015986 | 1.59 | 0.0079931 | 0.8 | 0.0039965 | 0.4 | 0.00079931 | 0.08 | 0.0079931 | 0.8 | 0.0039965 | 0.4 | 0.0019983 | 0.2 | 0.00039965 | 0.04 | 0.0015986 | 0.16 | 0.00079931 | 0.08 | 0.00039965 | 0.04 | 7.9931e-05 | 0.01
7.5 | 41 | 0 | 1 | 0 | 40 | 0.024867 | 0.46296 | 1.38 | 0.46295 | 1.357e-05 | 18.6173 | 0 | 0 | 1014.6574 | 480 | 0.012433 | 0.23148 | 0.23147 | 6.7851e-06 | 0.0062166 | 0.11574 | 0.11574 | 3.3925e-06 | 0.0012433 | 0.023148 | 0.023147 | 6.7851e-07 | 8:59 | 0.032044 | 3.15 | 0.016022 | 1.59 | 0.0080109 | 0.8 | 0.0016022 | 0.16 | 0.016022 | 1.59 | 0.0080109 | 0.8 | 0.0040055 | 0.4 | 0.00080109 | 0.08 | 0.0080109 | 0.8 | 0.0040055 | 0.4 | 0.0020027 | 0.2 | 0.00040055 | 0.04 | 0.0016022 | 0.16 | 0.00080109 | 0.08 | 0.00040055 | 0.04 | 8.0109e-05 | 0.01
7.5 | 41 | 0 | 1 | 0 | 40 | 0.024867 | 0.46296 | 1.38 | 0.46295 | 1.357e-05 | 18.6173 | 0 | 0 | 1014.6574 | 480 | 0.012433 | 0.23148 | 0.23147 | 6.7851e-06 | 0.0062166 | 0.11574 | 0.11574 | 3.3925e-06 | 0.0012433 | 0.023148 | 0.023147 | 6.7851e-07 | 8:59 | 0.032115 | 3.16 | 0.016058 | 1.59 | 0.0080288 | 0.8 | 0.0016058 | 0.16 | 0.016058 | 1.59 | 0.0080288 | 0.8 | 0.0040144 | 0.4 | 0.00080288 | 0.08 | 0.0080288 | 0.8 | 0.0040144 | 0.4 | 0.0020072 | 0.2 | 0.00040144 | 0.04 | 0.0016058 | 0.16 | 0.00080288 | 0.08 | 0.00040144 | 0.04 | 8.0288e-05 | 0.01
7.5 | 41 | 0 | 1 | 0 | 40 | 0.024867 | 0.46296 | 1.38 | 0.46295 | 1.357e-05 | 18.6173 | 0 | 0 | 1014.6574 | 480 | 0.012433 | 0.23148 | 0.23147 | 6.7851e-06 | 0.0062166 | 0.11574 | 0.11574 | 3.3925e-06 | 0.0012433 | 0.023148 | 0.023147 | 6.7851e-07 | 8:59 | 0.032187 | 3.17 | 0.016093 | 1.6 | 0.0080467 | 0.8 | 0.0016093 | 0.16 | 0.016093 | 1.6 | 0.0080467 | 0.8 | 0.0040233 | 0.4 | 0.00080467 | 0.08 | 0.0080467 | 0.8 | 0.0040233 | 0.4 | 0.0020117 | 0.2 | 0.00040233 | 0.04 | 0.0016093 | 0.16 | 0.00080467 | 0.08 | 0.00040233 | 0.04 | 8.0467e-05 | 0.01
7.5 | 41 | 0 | 1 | 0 | 40 | 0.024867 | 0.46296 | 1.38 | 0.46295 | 1.357e-05 | 18.6173 | 0 | 0 | 1014.6574 | 480 | 0.012433 | 0.23148 | 0.23147 | 6.7851e-06 | 0.0062166 | 0.11574 | 0.11574 | 3.3925e-06 | 0.0012433 | 0.023148 | 0.023147 | 6.7851e-07 | 9:00 | 0.032258 | 3.17 | 0.016129 | 1.6 | 0.0080646 | 0.8 | 0.0016129 | 0.16 | 0.016129 | 1.6 | 0.0080646 | 0.8 | 0.0040323 | 0.4 | 0.00080646 | 0.08 | 0.0080646 | 0.8 | 0.0040323 | 0.4 | 0.0020161 | 0.2 | 0.00040323 | 0.04 | 0.0016129 | 0.16 | 0.00080646 | 0.08 | 0.00040323 | 0.04 | 8.0646e-05 | 0.01
7.5 | 41 | 0 | 1 | 0 | 40 | 0.024867 | 0.46296 | 1.38 | 0.46295 | 1.357e-05 | 18.6173 | 0 | 0 | 1014.6574 | 480 | 0.012433 | 0.23148 | 0.23147 | 6.7851e-06 | 0.0062166 | 0.11574 | 0.11574 | 3.3925e-06 | 0.0012433 | 0.023148 | 0.023147 | 6.7851e-07 | 9:00 | 0.03233 | 3.18 | 0.016165 | 1.6 | 0.0080824 | 0.8 | 0.0016165 | 0.16 | 0.016165 | 1.6 | 0.0080824 | 0.8 | 0.0040412 | 0.4 | 0.00080824 | 0.08 | 0.0080824 | 0.8 | 0.0040412 | 0.4 | 0.0020206 | 0.2 | 0.00040412 | 0.04 | 0.0016165 | 0.16 | 0.00080824 | 0.08 | 0.00040412 | 0.04 | 8.0824e-05 | 0.01
7.5 | 41 | 0 | 1 | 0 | 40 | 0.024867 | 0.46296 | 1.38 | 0.46295 | 1.357e-05 | 18.6173 | 0 | 0 | 1014.6574 | 480 | 0.012433 | 0.23148 | 0.23147 | 6.7851e-06 | 0.0062166 | 0.11574 | 0.11574 | 3.3925e-06 | 0.0012433 | 0.023148 | 0.023147 | 6.7851e-07 | 9:00 | 0.032401 | 3.19 | 0.016201 | 1.61 | 0.0081003 | 0.81 | 0.0016201 | 0.16 | 0.016201 | 1.61 | 0.0081003 | 0.81 | 0.0040502 | 0.4 | 0.00081003 | 0.08 | 0.0081003 | 0.81 | 0.0040502 | 0.4 | 0.0020251 | 0.2 | 0.00040502 | 0.04 | 0.0016201 | 0.16 | 0.00081003 | 0.08 | 0.00040502 | 0.04 | 8.1003e-05 | 0.01
7.5 | 41 | 0 | 1 | 0 | 40 | 0.024867 | 0.46296 | 1.38 | 0.46295 | 1.357e-05 | 18.6173 | 0 | 0 | 1014.6574 | 480 | 0.012433 | 0.23148 | 0.23147 | 6.7851e-06 | 0.0062166 | 0.11574 | 0.11574 | 3.3925e-06 | 0.0012433 | 0.023148 | 0.023147 | 6.7851e-07 | 9:00 | 0.032473 | 3.2 | 0.016236 | 1.61 | 0.0081182 | 0.81 | 0.0016236 | 0.16 | 0.016236 | 1.61 | 0.0081182 | 0.81 | 0.0040591 | 0.41 | 0.00081182 | 0.08 | 0.0081182 | 0.81 | 0.0040591 | 0.41 | 0.0020295 | 0.2 | 0.00040591 | 0.04 | 0.0016236 | 0.16 | 0.00081182 | 0.08 | 0.00040591 | 0.04 | 8.1182e-05 | 0.01